## btap_data
| index | :no_of_threads | :dcv_type | :lights_type | :ecm_system_name | :erv_package | :ext_wall_cond | :ext_floor_cond | :ext_roof_cond | :fixed_window_cond | :building_type | :template | :epw_file | :primary_heating_fuel | :lights_scale | :daylighting_type | :boiler_eff | :furnace_eff | :shw_eff | :ground_wall_cond | :ground_floor_cond | :ground_roof_cond | :door_construction_cond | :glass_door_cond | :overhead_door_cond | :skylight_cond | :glass_door_solar_trans | :fixed_wind_solar_trans | :skylight_solar_trans | :fdwr_set | :srr_set | :rotation_degrees | :scale_x | :scale_y | :scale_z | :pv_ground_type | :pv_ground_total_area_pv_panels_m2 | :pv_ground_tilt_angle | :pv_ground_azimuth_angle | :pv_ground_module_description | :adv_dx_units | :compute_environment | :s3_bucket | :image_name | :nocache | :os_standards_branch | :btap_costing_branch | :os_version | :analysis_name | :analysis_id | :run_annual_simulation | :enable_costing | :datapoint_id | :kill_database | bldg_conditioned_floor_area_m_sq | bldg_exterior_area_m_sq | bldg_fdwr | bldg_name | bldg_nominal_floor_to_ceiling_height | bldg_nominal_floor_to_floor_height | bldg_srr | bldg_standards_building_type | bldg_standards_number_of_above_ground_stories | bldg_standards_number_of_living_units | bldg_standards_number_of_stories | bldg_standards_template | bldg_surface_to_volume_ratio | bldg_volume_m_cu | cost_equipment_envelope_total_cost_per_m_sq | cost_equipment_heating_and_cooling_total_cost_per_m_sq | cost_equipment_lighting_total_cost_per_m_sq | cost_equipment_shw_total_cost_per_m_sq | cost_equipment_total_cost_per_m_sq | cost_equipment_ventilation_total_cost_per_m_sq | cost_rs_means_city | cost_rs_means_prov | cost_utility_ghg_electricity_kg_per_m_sq | cost_utility_ghg_natural gas_kg_per_m_sq | cost_utility_ghg_oil_kg_per_m_sq | cost_utility_ghg_total_kg_per_m_sq | cost_utility_neb_electricity_cost_per_m_sq | cost_utility_neb_natural gas_cost_per_m_sq | cost_utility_neb_oil_cost_per_m_sq | cost_utility_neb_total_cost_per_m_sq | energy_eui_additional_fuel_gj_per_m_sq | energy_eui_cooling_gj_per_m_sq | energy_eui_district_cooling_gj_per_m_sq | energy_eui_district_heating_gj_per_m_sq | energy_eui_electricity_gj_per_m_sq | energy_eui_fans_gj_per_m_sq | energy_eui_heat recovery_gj_per_m_sq | energy_eui_heating_gj_per_m_sq | energy_eui_interior equipment_gj_per_m_sq | energy_eui_interior lighting_gj_per_m_sq | energy_eui_natural_gas_gj_per_m_sq | energy_eui_pumps_gj_per_m_sq | energy_eui_total_gj_per_m_sq | energy_eui_water systems_gj_per_m_sq | energy_peak_electric_w_per_m_sq | energy_peak_natural_gas_w_per_m_sq | energy_principal_heating_source | env_fdwr | env_ground_floors_average_conductance-w_per_m_sq_k | env_ground_roofs_average_conductance-w_per_m_sq_k | env_ground_walls_average_conductance-w_per_m_sq_k | env_outdoor_doors_average_conductance-w_per_m_sq_k | env_outdoor_floors_average_conductance-w_per_m_sq_k | env_outdoor_overhead_doors_average_conductance-w_per_m_sq_k | env_outdoor_roofs_average_conductance-w_per_m_sq_k | env_outdoor_walls_average_conductance-w_per_m_sq_k | env_outdoor_windows_average_conductance-w_per_m_sq_k | env_skylights_average_conductance-w_per_m_sq_k | env_srr | location_city | location_country | location_epw_cdd | location_epw_hdd | location_latitude | location_longitude | location_necb_climate_zone | location_necb_hdd | location_state_province_region | location_weather_file | shw_additional_fuel_per_year | shw_electricity_per_day | shw_electricity_per_day_per_occupant | shw_electricity_per_year | shw_natural_gas_per_year | shw_total_nominal_occupancy | shw_water_m_cu_per_day | shw_water_m_cu_per_day_per_occupant | shw_water_m_cu_per_year | simulation_btap_data_version | simulation_date | simulation_os_standards_revision | simulation_os_standards_version | run_options | energy_eui_heat rejection_gj_per_m_sq | success | simulation_time | container_output | datapoint_output_url | :btap_batch_version | baseline_savings_energy_cost_per_m_sq | baseline_difference_cost_equipment_total_cost_per_m_sq | baseline_simple_payback_years | baseline_peak_electric_percent_better | baseline_energy_percent_better | baseline_necb_tier | baseline_ghg_percent_better
0 | 0 |  | NECB_Default | NECB_Default | NECB_Default | NECB_Default | NECB_Default | NECB_Default | NECB_Default | NECB_Default | SmallOffice | NECB2011 | CAN_NS_Halifax.Dockyard.713280_CWEC2016.epw | NaturalGas | NECB_Default | NECB_Default | NECB_Default | NECB_Default | NECB_Default | NECB_Default | NECB_Default | NECB_Default | NECB_Default | NECB_Default | NECB_Default | NECB_Default | NECB_Default | NECB_Default | NECB_Default | NECB_Default | NECB_Default | NECB_Default | NECB_Default | NECB_Default | NECB_Default | NECB_Default | NECB_Default | NECB_Default | NECB_Default | NECB_Default | NECB_Default | aws_batch | 834599497928 | [5 empty] | baseline-2021-03-24 | 6a87033d-ede6-4783-acf8-880bd0e50e61 | TRUE | TRUE | 894a1b66-ae9b-4228-9412-2cccc2ad3725 |  | 511.16 | 937.0967 | 40 | SmallOffice |  |  | 0 | SmallOffice | 1 |  | 1 | NECB2011 | 0.39751 | 2357.444 | 207.9892 | 67.2444 | 60.0202 | 17.8219 | 652.1538 | 299.0782 | HALIFAX | NOVA SCOTIA | 70.9091 | 5.4349 | 0 | 76.344 | 13.9066 | 1.3718 | 0 | 15.2784 | 0 | 0.039929 | 0 | 0 | 0.34968 | 0.083066 | 0 | 0.054288 | 0.099949 | 0.12569 | 0.10922 | 0.0010369 | 0.4589 | 0.054934 | 37.3342 | 46.3915 | Natural Gas | 40 | 0.757 |  |  |  | 0.183 |  | 0.183 | 0.247 | 2.2 |  | 0 | Halifax Dockyard | CAN | 112 | 3647 | 44.655 | -63.577 | 6 | 4000 | NS | CAN_NS_Halifax.Dockyard.713280_CWEC2016.epw | 0 | 0 | 0 | 0 | 28.08 | 25.5836 | 0.30213 | 0.01181 | 110.43 | 0.1 | 2021-03-24 15:05:39 +0000 | eef80c06 | 0.2.11 | :adv_dx_units: NECB_Default :analysis_id: 6a87033d-ede6-4783-acf8-880bd0e50e61 :analysis_name: baseline-2021-03-24 :boiler_eff: NECB_Default :btap_batch_version: 1.0.002 :building_type: SmallOffice :compute_environment: aws_batch :datapoint_id: 894a1b66-ae9b-4228-9412-2cccc2ad3725 :daylighting_type: NECB_Default :dcv_type: NECB_Default :door_construction_cond: NECB_Default :ecm_system_name: NECB_Default :enable_costing: true :epw_file: CAN_NS_Halifax.Dockyard.713280_CWEC2016.epw :erv_package: NECB_Default :ext_floor_cond: NECB_Default :ext_roof_cond: NECB_Default :ext_wall_cond: NECB_Default :fdwr_set: NECB_Default :fixed_wind_solar_trans: NECB_Default :fixed_window_cond: NECB_Default :furnace_eff: NECB_Default :glass_door_cond: NECB_Default :glass_door_solar_trans: NECB_Default :ground_floor_cond: NECB_Default :ground_roof_cond: NECB_Default :ground_wall_cond: NECB_Default :lights_scale: NECB_Default :lights_type: NECB_Default :overhead_door_cond: NECB_Default :primary_heating_fuel: NaturalGas :pv_ground_azimuth_angle: NECB_Default :pv_ground_module_description: NECB_Default :pv_ground_tilt_angle: NECB_Default :pv_ground_total_area_pv_panels_m2: NECB_Default :pv_ground_type: NECB_Default :rotation_degrees: NECB_Default :run_annual_simulation: true :s3_bucket: '834599497928' :scale_x: NECB_Default :scale_y: NECB_Default :scale_z: NECB_Default :shw_eff: NECB_Default :skylight_cond: NECB_Default :skylight_solar_trans: NECB_Default :srr_set: NECB_Default :template: NECB2011 | 0 | TRUE | 371.5586 |  | https://s3.console.aws.amazon.com/s3/buckets/834599497928?region=ca-central-1&prefix=sara.gilani/baseline-2021-03-24/6a87033d-ede6-4783-acf8-880bd0e50e61/output/894a1b66-ae9b-4228-9412-2cccc2ad3725/ | 1.0.002 | 0 | 0 |  | 0 | 0 | tier_1 | 0
1 | 0 |  | NECB_Default | NECB_Default | NECB_Default | NECB_Default | NECB_Default | NECB_Default | NECB_Default | NECB_Default | SmallOffice | NECB2011 | CAN_QC_Montreal-Trudeau.Intl.AP.716270_CWEC2016.epw | NaturalGas | NECB_Default | NECB_Default | NECB_Default | NECB_Default | NECB_Default | NECB_Default | NECB_Default | NECB_Default | NECB_Default | NECB_Default | NECB_Default | NECB_Default | NECB_Default | NECB_Default | NECB_Default | NECB_Default | NECB_Default | NECB_Default | NECB_Default | NECB_Default | NECB_Default | NECB_Default | NECB_Default | NECB_Default | NECB_Default | NECB_Default | NECB_Default | aws_batch | 834599497928 | [5 empty] | baseline-2021-03-24 | 6a87033d-ede6-4783-acf8-880bd0e50e61 | TRUE | TRUE | 8daa820c-a353-4e2f-9c7b-ef65b6ac4e81 |  | 511.16 | 937.0967 | 37.3 | SmallOffice |  |  | 0 | SmallOffice | 1 |  | 1 | NECB2011 | 0.39751 | 2357.444 | 241.5807 | 77.0497 | 62.0479 | 18.561 | 692.1704 | 292.931 | MONTREAL | QUEBEC | 0.13637 | 8.0378 | 0 | 8.1742 | 8.6855 | 2.1054 | 0 | 10.7909 | 0 | 0.045759 | 0 | 0 | 0.35095 | 0.077882 | 0 | 0.10707 | 0.099949 | 0.12569 | 0.16271 | 0.0016629 | 0.51366 | 0.055638 | 39.7124 | 66.314 | Natural Gas | 37.3 | 0.757 |  |  |  | 0.183 |  | 0.183 | 0.247 | 2.2 |  | 0 | Montreal-Trudeau Intl AP | CAN | 323 | 4090 | 45.471 | -73.741 | 6 | 4400 | QC | CAN_QC_Montreal-Trudeau.Intl.AP.716270_CWEC2016.epw | 0 | 0 | 0 | 0 | 28.44 | 25.5836 | 0.30213 | 0.01181 | 110.43 | 0.1 | 2021-03-24 15:05:38 +0000 | eef80c06 | 0.2.11 | :adv_dx_units: NECB_Default :analysis_id: 6a87033d-ede6-4783-acf8-880bd0e50e61 :analysis_name: baseline-2021-03-24 :boiler_eff: NECB_Default :btap_batch_version: 1.0.002 :building_type: SmallOffice :compute_environment: aws_batch :datapoint_id: 8daa820c-a353-4e2f-9c7b-ef65b6ac4e81 :daylighting_type: NECB_Default :dcv_type: NECB_Default :door_construction_cond: NECB_Default :ecm_system_name: NECB_Default :enable_costing: true :epw_file: CAN_QC_Montreal-Trudeau.Intl.AP.716270_CWEC2016.epw :erv_package: NECB_Default :ext_floor_cond: NECB_Default :ext_roof_cond: NECB_Default :ext_wall_cond: NECB_Default :fdwr_set: NECB_Default :fixed_wind_solar_trans: NECB_Default :fixed_window_cond: NECB_Default :furnace_eff: NECB_Default :glass_door_cond: NECB_Default :glass_door_solar_trans: NECB_Default :ground_floor_cond: NECB_Default :ground_roof_cond: NECB_Default :ground_wall_cond: NECB_Default :lights_scale: NECB_Default :lights_type: NECB_Default :overhead_door_cond: NECB_Default :primary_heating_fuel: NaturalGas :pv_ground_azimuth_angle: NECB_Default :pv_ground_module_description: NECB_Default :pv_ground_tilt_angle: NECB_Default :pv_ground_total_area_pv_panels_m2: NECB_Default :pv_ground_type: NECB_Default :rotation_degrees: NECB_Default :run_annual_simulation: true :s3_bucket: '834599497928' :scale_x: NECB_Default :scale_y: NECB_Default :scale_z: NECB_Default :shw_eff: NECB_Default :skylight_cond: NECB_Default :skylight_solar_trans: NECB_Default :srr_set: NECB_Default :template: NECB2011 | 0 | TRUE | 372.1752 |  | https://s3.console.aws.amazon.com/s3/buckets/834599497928?region=ca-central-1&prefix=sara.gilani/baseline-2021-03-24/6a87033d-ede6-4783-acf8-880bd0e50e61/output/8daa820c-a353-4e2f-9c7b-ef65b6ac4e81/ | 1.0.002 | 0 | 0 |  | 0 | 0 | tier_1 | 0
2 | 0 |  | NECB_Default | NECB_Default | NECB_Default | NECB_Default | NECB_Default | NECB_Default | NECB_Default | NECB_Default | SmallOffice | NECB2015 | CAN_BC_Vancouver.Intl.AP.718920_CWEC2016.epw | Electricity | NECB_Default | NECB_Default | NECB_Default | NECB_Default | NECB_Default | NECB_Default | NECB_Default | NECB_Default | NECB_Default | NECB_Default | NECB_Default | NECB_Default | NECB_Default | NECB_Default | NECB_Default | NECB_Default | NECB_Default | NECB_Default | NECB_Default | NECB_Default | NECB_Default | NECB_Default | NECB_Default | NECB_Default | NECB_Default | NECB_Default | NECB_Default | aws_batch | 834599497928 | [5 empty] | baseline-2021-03-24 | 6a87033d-ede6-4783-acf8-880bd0e50e61 | TRUE | TRUE | 1a46d13d-e5cd-40b6-a665-538142150bbe |  | 511.16 | 937.0967 | 40 | SmallOffice |  |  | 0 | SmallOffice | 1 |  | 1 | NECB2015 | 0.39751 | 2357.444 | 231.7164 | 11.3002 | 60.2677 | 23.6172 | 646.9271 | 320.0255 | VANCOUVER | BRITISH COLUMBIA | 1.1871 | 0 | 0 | 1.1871 | 11.854 | 0 | 0 | 11.854 | 0 | 0.040242 | 0 | 0 | 0.41885 | 0.080581 | 0 | 0.034236 | 0.099988 | 0.12008 | 0 | 0 | 0.41885 | 0.043724 | 52.1632 | 0 | Electricity | 40 | 0.757 |  |  |  | 0.227 |  | 0.227 | 0.315 | 2.4 |  | 0 | Vancouver Intl AP | CAN | 42 | 2797 | 49.195 | -123.184 | 4 | 2800 | BC | CAN_BC_Vancouver.Intl.AP.718920_CWEC2016.epw | 0 | 0.061149 | 0.0023914 | 22.35 | 0 | 25.5708 | 0.2983 | 0.011666 | 109.03 | 0.1 | 2021-03-24 15:05:42 +0000 | eef80c06 | 0.2.11 | :adv_dx_units: NECB_Default :analysis_id: 6a87033d-ede6-4783-acf8-880bd0e50e61 :analysis_name: baseline-2021-03-24 :boiler_eff: NECB_Default :btap_batch_version: 1.0.002 :building_type: SmallOffice :compute_environment: aws_batch :datapoint_id: 1a46d13d-e5cd-40b6-a665-538142150bbe :daylighting_type: NECB_Default :dcv_type: NECB_Default :door_construction_cond: NECB_Default :ecm_system_name: NECB_Default :enable_costing: true :epw_file: CAN_BC_Vancouver.Intl.AP.718920_CWEC2016.epw :erv_package: NECB_Default :ext_floor_cond: NECB_Default :ext_roof_cond: NECB_Default :ext_wall_cond: NECB_Default :fdwr_set: NECB_Default :fixed_wind_solar_trans: NECB_Default :fixed_window_cond: NECB_Default :furnace_eff: NECB_Default :glass_door_cond: NECB_Default :glass_door_solar_trans: NECB_Default :ground_floor_cond: NECB_Default :ground_roof_cond: NECB_Default :ground_wall_cond: NECB_Default :lights_scale: NECB_Default :lights_type: NECB_Default :overhead_door_cond: NECB_Default :primary_heating_fuel: Electricity :pv_ground_azimuth_angle: NECB_Default :pv_ground_module_description: NECB_Default :pv_ground_tilt_angle: NECB_Default :pv_ground_total_area_pv_panels_m2: NECB_Default :pv_ground_type: NECB_Default :rotation_degrees: NECB_Default :run_annual_simulation: true :s3_bucket: '834599497928' :scale_x: NECB_Default :scale_y: NECB_Default :scale_z: NECB_Default :shw_eff: NECB_Default :skylight_cond: NECB_Default :skylight_solar_trans: NECB_Default :srr_set: NECB_Default :template: NECB2015 | 0 | TRUE | 373.098 |  | https://s3.console.aws.amazon.com/s3/buckets/834599497928?region=ca-central-1&prefix=sara.gilani/baseline-2021-03-24/6a87033d-ede6-4783-acf8-880bd0e50e61/output/1a46d13d-e5cd-40b6-a665-538142150bbe/ | 1.0.002 | 0 | 0 |  | 0 | 0 | tier_1 | 0
3 | 0 |  | NECB_Default | NECB_Default | NECB_Default | NECB_Default | NECB_Default | NECB_Default | NECB_Default | NECB_Default | SmallOffice | NECB2015 | CAN_NS_Halifax.Dockyard.713280_CWEC2016.epw | Electricity | NECB_Default | NECB_Default | NECB_Default | NECB_Default | NECB_Default | NECB_Default | NECB_Default | NECB_Default | NECB_Default | NECB_Default | NECB_Default | NECB_Default | NECB_Default | NECB_Default | NECB_Default | NECB_Default | NECB_Default | NECB_Default | NECB_Default | NECB_Default | NECB_Default | NECB_Default | NECB_Default | NECB_Default | NECB_Default | NECB_Default | NECB_Default | aws_batch | 834599497928 | [5 empty] | baseline-2021-03-24 | 6a87033d-ede6-4783-acf8-880bd0e50e61 | TRUE | TRUE | bf336240-95cf-48a5-8434-585721a26125 |  | 511.16 | 937.0967 | 40 | SmallOffice |  |  | 0 | SmallOffice | 1 |  | 1 | NECB2015 | 0.39751 | 2357.444 | 207.9892 | 12.312 | 60.0202 | 23.3892 | 620.9533 | 317.2428 | HALIFAX | NOVA SCOTIA | 87.9639 | 0 | 0 | 87.9639 | 17.2514 | 0 | 0 | 17.2514 | 0 | 0.039479 | 0 | 0 | 0.43376 | 0.082088 | 0 | 0.046463 | 0.099988 | 0.12008 | 0 | 0 | 0.43376 | 0.045661 | 59.4207 | 0 | Electricity | 40 | 0.757 |  |  |  | 0.183 |  | 0.183 | 0.247 | 2.2 |  | 0 | Halifax Dockyard | CAN | 112 | 3647 | 44.655 | -63.577 | 6 | 4000 | NS | CAN_NS_Halifax.Dockyard.713280_CWEC2016.epw | 0 | 0.063858 | 0.0024973 | 23.34 | 0 | 25.5708 | 0.2983 | 0.011666 | 109.03 | 0.1 | 2021-03-24 15:05:41 +0000 | eef80c06 | 0.2.11 | :adv_dx_units: NECB_Default :analysis_id: 6a87033d-ede6-4783-acf8-880bd0e50e61 :analysis_name: baseline-2021-03-24 :boiler_eff: NECB_Default :btap_batch_version: 1.0.002 :building_type: SmallOffice :compute_environment: aws_batch :datapoint_id: bf336240-95cf-48a5-8434-585721a26125 :daylighting_type: NECB_Default :dcv_type: NECB_Default :door_construction_cond: NECB_Default :ecm_system_name: NECB_Default :enable_costing: true :epw_file: CAN_NS_Halifax.Dockyard.713280_CWEC2016.epw :erv_package: NECB_Default :ext_floor_cond: NECB_Default :ext_roof_cond: NECB_Default :ext_wall_cond: NECB_Default :fdwr_set: NECB_Default :fixed_wind_solar_trans: NECB_Default :fixed_window_cond: NECB_Default :furnace_eff: NECB_Default :glass_door_cond: NECB_Default :glass_door_solar_trans: NECB_Default :ground_floor_cond: NECB_Default :ground_roof_cond: NECB_Default :ground_wall_cond: NECB_Default :lights_scale: NECB_Default :lights_type: NECB_Default :overhead_door_cond: NECB_Default :primary_heating_fuel: Electricity :pv_ground_azimuth_angle: NECB_Default :pv_ground_module_description: NECB_Default :pv_ground_tilt_angle: NECB_Default :pv_ground_total_area_pv_panels_m2: NECB_Default :pv_ground_type: NECB_Default :rotation_degrees: NECB_Default :run_annual_simulation: true :s3_bucket: '834599497928' :scale_x: NECB_Default :scale_y: NECB_Default :scale_z: NECB_Default :shw_eff: NECB_Default :skylight_cond: NECB_Default :skylight_solar_trans: NECB_Default :srr_set: NECB_Default :template: NECB2015 | 0 | TRUE | 373.9813 |  | https://s3.console.aws.amazon.com/s3/buckets/834599497928?region=ca-central-1&prefix=sara.gilani/baseline-2021-03-24/6a87033d-ede6-4783-acf8-880bd0e50e61/output/bf336240-95cf-48a5-8434-585721a26125/ | 1.0.002 | 0 | 0 |  | 0 | 0 | tier_1 | 0
4 | 0 |  | NECB_Default | NECB_Default | NECB_Default | NECB_Default | NECB_Default | NECB_Default | NECB_Default | NECB_Default | SmallOffice | NECB2011 | CAN_YT_Whitehorse.Intl.AP.719640_CWEC2016.epw | NaturalGas | NECB_Default | NECB_Default | NECB_Default | NECB_Default | NECB_Default | NECB_Default | NECB_Default | NECB_Default | NECB_Default | NECB_Default | NECB_Default | NECB_Default | NECB_Default | NECB_Default | NECB_Default | NECB_Default | NECB_Default | NECB_Default | NECB_Default | NECB_Default | NECB_Default | NECB_Default | NECB_Default | NECB_Default | NECB_Default | NECB_Default | NECB_Default | aws_batch | 834599497928 | [5 empty] | baseline-2021-03-24 | 6a87033d-ede6-4783-acf8-880bd0e50e61 | TRUE | TRUE | 54e3e00b-c273-4522-a164-164e91747bdb |  | 511.16 | 937.0967 | 22.8 | SmallOffice |  |  | 0 | SmallOffice | 1 |  | 1 | NECB2011 | 0.39751 | 2357.444 | 188.2108 | 67.9005 | 59.5632 | 17.5469 | 585.2932 | 252.0719 | WHITEHORSE | YUKON | 4.9412 | 11.2213 | 0 | 16.1625 | 11.3161 | 2.0453 | 0 | 13.3614 | 0 | 0.021872 | 0 | 0 | 0.31769 | 0.068393 | 0 | 0.16275 | 0.099949 | 0.12569 | 0.22549 | 0.0017803 | 0.54318 | 0.06274 | 33.9926 | 66.557 | Natural Gas | 22.8 | 0.757 |  |  |  | 0.162 |  | 0.162 | 0.21 | 2.2 |  | 0 | Whitehorse Intl AP | CAN | 5 | 6491 | 60.709 | -135.069 | 7b | 6580 | YT | CAN_YT_Whitehorse.Intl.AP.719640_CWEC2016.epw | 0 | 0 | 0 | 0 | 32.07 | 25.5836 | 0.30213 | 0.01181 | 110.43 | 0.1 | 2021-03-24 15:05:39 +0000 | eef80c06 | 0.2.11 | :adv_dx_units: NECB_Default :analysis_id: 6a87033d-ede6-4783-acf8-880bd0e50e61 :analysis_name: baseline-2021-03-24 :boiler_eff: NECB_Default :btap_batch_version: 1.0.002 :building_type: SmallOffice :compute_environment: aws_batch :datapoint_id: 54e3e00b-c273-4522-a164-164e91747bdb :daylighting_type: NECB_Default :dcv_type: NECB_Default :door_construction_cond: NECB_Default :ecm_system_name: NECB_Default :enable_costing: true :epw_file: CAN_YT_Whitehorse.Intl.AP.719640_CWEC2016.epw :erv_package: NECB_Default :ext_floor_cond: NECB_Default :ext_roof_cond: NECB_Default :ext_wall_cond: NECB_Default :fdwr_set: NECB_Default :fixed_wind_solar_trans: NECB_Default :fixed_window_cond: NECB_Default :furnace_eff: NECB_Default :glass_door_cond: NECB_Default :glass_door_solar_trans: NECB_Default :ground_floor_cond: NECB_Default :ground_roof_cond: NECB_Default :ground_wall_cond: NECB_Default :lights_scale: NECB_Default :lights_type: NECB_Default :overhead_door_cond: NECB_Default :primary_heating_fuel: NaturalGas :pv_ground_azimuth_angle: NECB_Default :pv_ground_module_description: NECB_Default :pv_ground_tilt_angle: NECB_Default :pv_ground_total_area_pv_panels_m2: NECB_Default :pv_ground_type: NECB_Default :rotation_degrees: NECB_Default :run_annual_simulation: true :s3_bucket: '834599497928' :scale_x: NECB_Default :scale_y: NECB_Default :scale_z: NECB_Default :shw_eff: NECB_Default :skylight_cond: NECB_Default :skylight_solar_trans: NECB_Default :srr_set: NECB_Default :template: NECB2011 | 0 | TRUE | 374.4491 |  | https://s3.console.aws.amazon.com/s3/buckets/834599497928?region=ca-central-1&prefix=sara.gilani/baseline-2021-03-24/6a87033d-ede6-4783-acf8-880bd0e50e61/output/54e3e00b-c273-4522-a164-164e91747bdb/ | 1.0.002 | 0 | 0 |  | 0 | 0 | tier_1 | 0
5 | 0 |  | NECB_Default | NECB_Default | NECB_Default | NECB_Default | NECB_Default | NECB_Default | NECB_Default | NECB_Default | SmallOffice | NECB2011 | CAN_YT_Whitehorse.Intl.AP.719640_CWEC2016.epw | Electricity | NECB_Default | NECB_Default | NECB_Default | NECB_Default | NECB_Default | NECB_Default | NECB_Default | NECB_Default | NECB_Default | NECB_Default | NECB_Default | NECB_Default | NECB_Default | NECB_Default | NECB_Default | NECB_Default | NECB_Default | NECB_Default | NECB_Default | NECB_Default | NECB_Default | NECB_Default | NECB_Default | NECB_Default | NECB_Default | NECB_Default | NECB_Default | aws_batch | 834599497928 | [5 empty] | baseline-2021-03-24 | 6a87033d-ede6-4783-acf8-880bd0e50e61 | TRUE | TRUE | f35a1616-7d22-4b7d-82ca-3aa12c155784 |  | 511.16 | 937.0967 | 22.8 | SmallOffice |  |  | 0 | SmallOffice | 1 |  | 1 | NECB2011 | 0.39751 | 2357.444 | 188.2108 | 12.5883 | 59.5632 | 23.1184 | 553.062 | 269.5812 | WHITEHORSE | YUKON | 7.8039 | 0 | 0 | 7.8039 | 17.872 | 0 | 0 | 17.872 | 0 | 0.021852 | 0 | 0 | 0.50174 | 0.068276 | 0 | 0.1334 | 0.099949 | 0.12569 | 0 | 0 | 0.50174 | 0.052567 | 76.7492 | 0 | Electricity | 22.8 | 0.757 |  |  |  | 0.162 |  | 0.162 | 0.21 | 2.2 |  | 0 | Whitehorse Intl AP | CAN | 5 | 6491 | 60.709 | -135.069 | 7b | 6580 | YT | CAN_YT_Whitehorse.Intl.AP.719640_CWEC2016.epw | 0 | 0.073516 | 0.0028736 | 26.87 | 0 | 25.5836 | 0.30213 | 0.01181 | 110.43 | 0.1 | 2021-03-24 15:05:30 +0000 | eef80c06 | 0.2.11 | :adv_dx_units: NECB_Default :analysis_id: 6a87033d-ede6-4783-acf8-880bd0e50e61 :analysis_name: baseline-2021-03-24 :boiler_eff: NECB_Default :btap_batch_version: 1.0.002 :building_type: SmallOffice :compute_environment: aws_batch :datapoint_id: f35a1616-7d22-4b7d-82ca-3aa12c155784 :daylighting_type: NECB_Default :dcv_type: NECB_Default :door_construction_cond: NECB_Default :ecm_system_name: NECB_Default :enable_costing: true :epw_file: CAN_YT_Whitehorse.Intl.AP.719640_CWEC2016.epw :erv_package: NECB_Default :ext_floor_cond: NECB_Default :ext_roof_cond: NECB_Default :ext_wall_cond: NECB_Default :fdwr_set: NECB_Default :fixed_wind_solar_trans: NECB_Default :fixed_window_cond: NECB_Default :furnace_eff: NECB_Default :glass_door_cond: NECB_Default :glass_door_solar_trans: NECB_Default :ground_floor_cond: NECB_Default :ground_roof_cond: NECB_Default :ground_wall_cond: NECB_Default :lights_scale: NECB_Default :lights_type: NECB_Default :overhead_door_cond: NECB_Default :primary_heating_fuel: Electricity :pv_ground_azimuth_angle: NECB_Default :pv_ground_module_description: NECB_Default :pv_ground_tilt_angle: NECB_Default :pv_ground_total_area_pv_panels_m2: NECB_Default :pv_ground_type: NECB_Default :rotation_degrees: NECB_Default :run_annual_simulation: true :s3_bucket: '834599497928' :scale_x: NECB_Default :scale_y: NECB_Default :scale_z: NECB_Default :shw_eff: NECB_Default :skylight_cond: NECB_Default :skylight_solar_trans: NECB_Default :srr_set: NECB_Default :template: NECB2011 | 0 | TRUE | 374.5808 |  | https://s3.console.aws.amazon.com/s3/buckets/834599497928?region=ca-central-1&prefix=sara.gilani/baseline-2021-03-24/6a87033d-ede6-4783-acf8-880bd0e50e61/output/f35a1616-7d22-4b7d-82ca-3aa12c155784/ | 1.0.002 | 0 | 0 |  | 0 | 0 | tier_1 | 0
6 | 0 |  | NECB_Default | NECB_Default | NECB_Default | NECB_Default | NECB_Default | NECB_Default | NECB_Default | NECB_Default | SmallOffice | NECB2011 | CAN_AB_Edmonton.Intl.AP.711230_CWEC2016.epw | Electricity | NECB_Default | NECB_Default | NECB_Default | NECB_Default | NECB_Default | NECB_Default | NECB_Default | NECB_Default | NECB_Default | NECB_Default | NECB_Default | NECB_Default | NECB_Default | NECB_Default | NECB_Default | NECB_Default | NECB_Default | NECB_Default | NECB_Default | NECB_Default | NECB_Default | NECB_Default | NECB_Default | NECB_Default | NECB_Default | NECB_Default | NECB_Default | aws_batch | 834599497928 | [5 empty] | baseline-2021-03-24 | 6a87033d-ede6-4783-acf8-880bd0e50e61 | TRUE | TRUE | 3504ff32-b4dd-47d5-953f-d10e9bdf7b84 |  | 511.16 | 937.0967 | 32.5 | SmallOffice |  |  | 0 | SmallOffice | 1 |  | 1 | NECB2011 | 0.39751 | 2357.444 | 242.887 | 15.2065 | 67.2023 | 23.8808 | 681.5299 | 332.3533 | EDMONTON | ALBERTA | 107.3074 | 0 | 0 | 107.3074 | 10.1705 | 0 | 0 | 10.1705 | 0 | 0.033942 | 0 | 0 | 0.48897 | 0.081657 | 0 | 0.096917 | 0.099949 | 0.12569 | 0 | 0 | 0.48897 | 0.050806 | 75.589 | 0 | Electricity | 32.5 | 0.757 |  |  |  | 0.162 |  | 0.162 | 0.21 | 2.2 |  | 0 | Edmonton Intl AP | CAN | 23 | 5588 | 53.31 | -113.579 | 7a | 5120 | AB | CAN_AB_Edmonton.Intl.AP.711230_CWEC2016.epw | 0 | 0.071053 | 0.0027773 | 25.97 | 0 | 25.5836 | 0.30213 | 0.01181 | 110.43 | 0.1 | 2021-03-24 15:05:40 +0000 | eef80c06 | 0.2.11 | :adv_dx_units: NECB_Default :analysis_id: 6a87033d-ede6-4783-acf8-880bd0e50e61 :analysis_name: baseline-2021-03-24 :boiler_eff: NECB_Default :btap_batch_version: 1.0.002 :building_type: SmallOffice :compute_environment: aws_batch :datapoint_id: 3504ff32-b4dd-47d5-953f-d10e9bdf7b84 :daylighting_type: NECB_Default :dcv_type: NECB_Default :door_construction_cond: NECB_Default :ecm_system_name: NECB_Default :enable_costing: true :epw_file: CAN_AB_Edmonton.Intl.AP.711230_CWEC2016.epw :erv_package: NECB_Default :ext_floor_cond: NECB_Default :ext_roof_cond: NECB_Default :ext_wall_cond: NECB_Default :fdwr_set: NECB_Default :fixed_wind_solar_trans: NECB_Default :fixed_window_cond: NECB_Default :furnace_eff: NECB_Default :glass_door_cond: NECB_Default :glass_door_solar_trans: NECB_Default :ground_floor_cond: NECB_Default :ground_roof_cond: NECB_Default :ground_wall_cond: NECB_Default :lights_scale: NECB_Default :lights_type: NECB_Default :overhead_door_cond: NECB_Default :primary_heating_fuel: Electricity :pv_ground_azimuth_angle: NECB_Default :pv_ground_module_description: NECB_Default :pv_ground_tilt_angle: NECB_Default :pv_ground_total_area_pv_panels_m2: NECB_Default :pv_ground_type: NECB_Default :rotation_degrees: NECB_Default :run_annual_simulation: true :s3_bucket: '834599497928' :scale_x: NECB_Default :scale_y: NECB_Default :scale_z: NECB_Default :shw_eff: NECB_Default :skylight_cond: NECB_Default :skylight_solar_trans: NECB_Default :srr_set: NECB_Default :template: NECB2011 | 0 | TRUE | 375.0437 |  | https://s3.console.aws.amazon.com/s3/buckets/834599497928?region=ca-central-1&prefix=sara.gilani/baseline-2021-03-24/6a87033d-ede6-4783-acf8-880bd0e50e61/output/3504ff32-b4dd-47d5-953f-d10e9bdf7b84/ | 1.0.002 | 0 | 0 |  | 0 | 0 | tier_1 | 0
7 | 0 |  | NECB_Default | NECB_Default | NECB_Default | NECB_Default | NECB_Default | NECB_Default | NECB_Default | NECB_Default | SmallOffice | NECB2011 | CAN_AB_Calgary.Intl.AP.718770_CWEC2016.epw | Electricity | NECB_Default | NECB_Default | NECB_Default | NECB_Default | NECB_Default | NECB_Default | NECB_Default | NECB_Default | NECB_Default | NECB_Default | NECB_Default | NECB_Default | NECB_Default | NECB_Default | NECB_Default | NECB_Default | NECB_Default | NECB_Default | NECB_Default | NECB_Default | NECB_Default | NECB_Default | NECB_Default | NECB_Default | NECB_Default | NECB_Default | NECB_Default | aws_batch | 834599497928 | [5 empty] | baseline-2021-03-24 | 6a87033d-ede6-4783-acf8-880bd0e50e61 | TRUE | TRUE | e2737e5a-cf5a-4612-8183-55f58b52cfc1 |  | 511.16 | 937.0967 | 33.3 | SmallOffice |  |  | 0 | SmallOffice | 1 |  | 1 | NECB2011 | 0.39751 | 2357.444 | 242.7916 | 14.2657 | 66.3663 | 23.8932 | 687.4062 | 340.0892 | CALGARY | ALBERTA | 101.3912 | 0 | 0 | 101.3912 | 9.6098 | 0 | 0 | 9.6098 | 0 | 0.038325 | 0 | 0 | 0.46201 | 0.086353 | 0 | 0.062583 | 0.099949 | 0.12569 | 0 | 0 | 0.46201 | 0.049104 | 71.8288 | 0 | Electricity | 33.3 | 0.757 |  |  |  | 0.162 |  | 0.162 | 0.21 | 2.2 |  | 0 | Calgary Intl AP | CAN | 64 | 4781 | 51.114 | -114.02 | 7a | 5000 | AB | CAN_AB_Calgary.Intl.AP.718770_CWEC2016.epw | 0 | 0.068673 | 0.0026843 | 25.1 | 0 | 25.5836 | 0.30213 | 0.01181 | 110.43 | 0.1 | 2021-03-24 15:05:31 +0000 | eef80c06 | 0.2.11 | :adv_dx_units: NECB_Default :analysis_id: 6a87033d-ede6-4783-acf8-880bd0e50e61 :analysis_name: baseline-2021-03-24 :boiler_eff: NECB_Default :btap_batch_version: 1.0.002 :building_type: SmallOffice :compute_environment: aws_batch :datapoint_id: e2737e5a-cf5a-4612-8183-55f58b52cfc1 :daylighting_type: NECB_Default :dcv_type: NECB_Default :door_construction_cond: NECB_Default :ecm_system_name: NECB_Default :enable_costing: true :epw_file: CAN_AB_Calgary.Intl.AP.718770_CWEC2016.epw :erv_package: NECB_Default :ext_floor_cond: NECB_Default :ext_roof_cond: NECB_Default :ext_wall_cond: NECB_Default :fdwr_set: NECB_Default :fixed_wind_solar_trans: NECB_Default :fixed_window_cond: NECB_Default :furnace_eff: NECB_Default :glass_door_cond: NECB_Default :glass_door_solar_trans: NECB_Default :ground_floor_cond: NECB_Default :ground_roof_cond: NECB_Default :ground_wall_cond: NECB_Default :lights_scale: NECB_Default :lights_type: NECB_Default :overhead_door_cond: NECB_Default :primary_heating_fuel: Electricity :pv_ground_azimuth_angle: NECB_Default :pv_ground_module_description: NECB_Default :pv_ground_tilt_angle: NECB_Default :pv_ground_total_area_pv_panels_m2: NECB_Default :pv_ground_type: NECB_Default :rotation_degrees: NECB_Default :run_annual_simulation: true :s3_bucket: '834599497928' :scale_x: NECB_Default :scale_y: NECB_Default :scale_z: NECB_Default :shw_eff: NECB_Default :skylight_cond: NECB_Default :skylight_solar_trans: NECB_Default :srr_set: NECB_Default :template: NECB2011 | 0 | TRUE | 374.8514 |  | https://s3.console.aws.amazon.com/s3/buckets/834599497928?region=ca-central-1&prefix=sara.gilani/baseline-2021-03-24/6a87033d-ede6-4783-acf8-880bd0e50e61/output/e2737e5a-cf5a-4612-8183-55f58b52cfc1/ | 1.0.002 | 0 | 0 |  | 0 | 0 | tier_1 | 0
8 | 0 |  | NECB_Default | NECB_Default | NECB_Default | NECB_Default | NECB_Default | NECB_Default | NECB_Default | NECB_Default | SmallOffice | NECB2011 | CAN_BC_Vancouver.Intl.AP.718920_CWEC2016.epw | Electricity | NECB_Default | NECB_Default | NECB_Default | NECB_Default | NECB_Default | NECB_Default | NECB_Default | NECB_Default | NECB_Default | NECB_Default | NECB_Default | NECB_Default | NECB_Default | NECB_Default | NECB_Default | NECB_Default | NECB_Default | NECB_Default | NECB_Default | NECB_Default | NECB_Default | NECB_Default | NECB_Default | NECB_Default | NECB_Default | NECB_Default | NECB_Default | aws_batch | 834599497928 | [5 empty] | baseline-2021-03-24 | 6a87033d-ede6-4783-acf8-880bd0e50e61 | TRUE | TRUE | 8d0b916f-c3fc-41ee-8367-635af98a89b6 |  | 511.16 | 937.0967 | 40 | SmallOffice |  |  | 0 | SmallOffice | 1 |  | 1 | NECB2011 | 0.39751 | 2357.444 | 231.7164 | 11.3002 | 60.2677 | 23.6172 | 647.0811 | 320.1794 | VANCOUVER | BRITISH COLUMBIA | 1.2025 | 0 | 0 | 1.2025 | 12.008 | 0 | 0 | 12.008 | 0 | 0.040692 | 0 | 0 | 0.42431 | 0.080953 | 0 | 0.032769 | 0.099949 | 0.12569 | 0 | 0 | 0.42431 | 0.044252 | 52.1173 | 0 | Electricity | 40 | 0.757 |  |  |  | 0.227 |  | 0.227 | 0.315 | 2.4 |  | 0 | Vancouver Intl AP | CAN | 42 | 2797 | 49.195 | -123.184 | 4 | 2800 | BC | CAN_BC_Vancouver.Intl.AP.718920_CWEC2016.epw | 0 | 0.061888 | 0.002419 | 22.62 | 0 | 25.5836 | 0.30213 | 0.01181 | 110.43 | 0.1 | 2021-03-24 15:05:34 +0000 | eef80c06 | 0.2.11 | :adv_dx_units: NECB_Default :analysis_id: 6a87033d-ede6-4783-acf8-880bd0e50e61 :analysis_name: baseline-2021-03-24 :boiler_eff: NECB_Default :btap_batch_version: 1.0.002 :building_type: SmallOffice :compute_environment: aws_batch :datapoint_id: 8d0b916f-c3fc-41ee-8367-635af98a89b6 :daylighting_type: NECB_Default :dcv_type: NECB_Default :door_construction_cond: NECB_Default :ecm_system_name: NECB_Default :enable_costing: true :epw_file: CAN_BC_Vancouver.Intl.AP.718920_CWEC2016.epw :erv_package: NECB_Default :ext_floor_cond: NECB_Default :ext_roof_cond: NECB_Default :ext_wall_cond: NECB_Default :fdwr_set: NECB_Default :fixed_wind_solar_trans: NECB_Default :fixed_window_cond: NECB_Default :furnace_eff: NECB_Default :glass_door_cond: NECB_Default :glass_door_solar_trans: NECB_Default :ground_floor_cond: NECB_Default :ground_roof_cond: NECB_Default :ground_wall_cond: NECB_Default :lights_scale: NECB_Default :lights_type: NECB_Default :overhead_door_cond: NECB_Default :primary_heating_fuel: Electricity :pv_ground_azimuth_angle: NECB_Default :pv_ground_module_description: NECB_Default :pv_ground_tilt_angle: NECB_Default :pv_ground_total_area_pv_panels_m2: NECB_Default :pv_ground_type: NECB_Default :rotation_degrees: NECB_Default :run_annual_simulation: true :s3_bucket: '834599497928' :scale_x: NECB_Default :scale_y: NECB_Default :scale_z: NECB_Default :shw_eff: NECB_Default :skylight_cond: NECB_Default :skylight_solar_trans: NECB_Default :srr_set: NECB_Default :template: NECB2011 | 0 | TRUE | 375.2196 |  | https://s3.console.aws.amazon.com/s3/buckets/834599497928?region=ca-central-1&prefix=sara.gilani/baseline-2021-03-24/6a87033d-ede6-4783-acf8-880bd0e50e61/output/8d0b916f-c3fc-41ee-8367-635af98a89b6/ | 1.0.002 | 0 | 0 |  | 0 | 0 | tier_1 | 0
9 | 0 |  | NECB_Default | NECB_Default | NECB_Default | NECB_Default | NECB_Default | NECB_Default | NECB_Default | NECB_Default | SmallOffice | NECB2017 | CAN_BC_Vancouver.Intl.AP.718920_CWEC2016.epw | Electricity | NECB_Default | NECB_Default | NECB_Default | NECB_Default | NECB_Default | NECB_Default | NECB_Default | NECB_Default | NECB_Default | NECB_Default | NECB_Default | NECB_Default | NECB_Default | NECB_Default | NECB_Default | NECB_Default | NECB_Default | NECB_Default | NECB_Default | NECB_Default | NECB_Default | NECB_Default | NECB_Default | NECB_Default | NECB_Default | NECB_Default | NECB_Default | aws_batch | 834599497928 | [5 empty] | baseline-2021-03-24 | 6a87033d-ede6-4783-acf8-880bd0e50e61 | TRUE | TRUE | 6b2620a1-476f-4ab7-bb7a-a6479703fd83 |  | 511.16 | 937.0967 | 40 | SmallOffice |  |  | 0 | SmallOffice | 1 |  | 1 | NECB2017 | 0.39751 | 2357.444 | 231.4341 | 11.3002 | 60.2677 | 23.6172 | 632.9629 | 306.3436 | VANCOUVER | BRITISH COLUMBIA | 1.1081 | 0 | 0 | 1.1081 | 11.0657 | 0 | 0 | 11.0657 | 0 | 0.039264 | 0 | 0 | 0.39101 | 0.078371 | 0 | 0.029638 | 0.099988 | 0.10003 | 0 | 0 | 0.39101 | 0.043724 | 48.7752 | 0 | Electricity | 40 | 0.757 |  |  |  | 0.227 |  | 0.193 | 0.315 | 2.1 |  | 0 | Vancouver Intl AP | CAN | 42 | 2797 | 49.195 | -123.184 | 4 | 2800 | BC | CAN_BC_Vancouver.Intl.AP.718920_CWEC2016.epw | 0 | 0.061149 | 0.0023914 | 22.35 | 0 | 25.5708 | 0.2983 | 0.011666 | 109.03 | 0.1 | 2021-03-24 15:05:42 +0000 | eef80c06 | 0.2.11 | :adv_dx_units: NECB_Default :analysis_id: 6a87033d-ede6-4783-acf8-880bd0e50e61 :analysis_name: baseline-2021-03-24 :boiler_eff: NECB_Default :btap_batch_version: 1.0.002 :building_type: SmallOffice :compute_environment: aws_batch :datapoint_id: 6b2620a1-476f-4ab7-bb7a-a6479703fd83 :daylighting_type: NECB_Default :dcv_type: NECB_Default :door_construction_cond: NECB_Default :ecm_system_name: NECB_Default :enable_costing: true :epw_file: CAN_BC_Vancouver.Intl.AP.718920_CWEC2016.epw :erv_package: NECB_Default :ext_floor_cond: NECB_Default :ext_roof_cond: NECB_Default :ext_wall_cond: NECB_Default :fdwr_set: NECB_Default :fixed_wind_solar_trans: NECB_Default :fixed_window_cond: NECB_Default :furnace_eff: NECB_Default :glass_door_cond: NECB_Default :glass_door_solar_trans: NECB_Default :ground_floor_cond: NECB_Default :ground_roof_cond: NECB_Default :ground_wall_cond: NECB_Default :lights_scale: NECB_Default :lights_type: NECB_Default :overhead_door_cond: NECB_Default :primary_heating_fuel: Electricity :pv_ground_azimuth_angle: NECB_Default :pv_ground_module_description: NECB_Default :pv_ground_tilt_angle: NECB_Default :pv_ground_total_area_pv_panels_m2: NECB_Default :pv_ground_type: NECB_Default :rotation_degrees: NECB_Default :run_annual_simulation: true :s3_bucket: '834599497928' :scale_x: NECB_Default :scale_y: NECB_Default :scale_z: NECB_Default :shw_eff: NECB_Default :skylight_cond: NECB_Default :skylight_solar_trans: NECB_Default :srr_set: NECB_Default :template: NECB2017 | 0 | TRUE | 374.3467 |  | https://s3.console.aws.amazon.com/s3/buckets/834599497928?region=ca-central-1&prefix=sara.gilani/baseline-2021-03-24/6a87033d-ede6-4783-acf8-880bd0e50e61/output/6b2620a1-476f-4ab7-bb7a-a6479703fd83/ | 1.0.002 | 0 | 0 |  | 0 | 0 | tier_1 | 0
10 | 0 |  | NECB_Default | NECB_Default | NECB_Default | NECB_Default | NECB_Default | NECB_Default | NECB_Default | NECB_Default | SmallOffice | NECB2015 | CAN_YT_Whitehorse.Intl.AP.719640_CWEC2016.epw | Electricity | NECB_Default | NECB_Default | NECB_Default | NECB_Default | NECB_Default | NECB_Default | NECB_Default | NECB_Default | NECB_Default | NECB_Default | NECB_Default | NECB_Default | NECB_Default | NECB_Default | NECB_Default | NECB_Default | NECB_Default | NECB_Default | NECB_Default | NECB_Default | NECB_Default | NECB_Default | NECB_Default | NECB_Default | NECB_Default | NECB_Default | NECB_Default | aws_batch | 834599497928 | [5 empty] | baseline-2021-03-24 | 6a87033d-ede6-4783-acf8-880bd0e50e61 | TRUE | TRUE | 5bc00e18-7d93-4afd-80d2-4ef203f19082 |  | 511.16 | 937.0967 | 22.8 | SmallOffice |  |  | 0 | SmallOffice | 1 |  | 1 | NECB2015 | 0.39751 | 2357.444 | 188.2108 | 12.876 | 59.5632 | 23.1184 | 553.4601 | 269.6917 | WHITEHORSE | YUKON | 7.7352 | 0 | 0 | 7.7352 | 17.7145 | 0 | 0 | 17.7145 | 0 | 0.02152 | 0 | 0 | 0.49732 | 0.06812 | 0 | 0.13569 | 0.099988 | 0.12008 | 0 | 0 | 0.49732 | 0.051921 | 77.0185 | 0 | Electricity | 22.8 | 0.757 |  |  |  | 0.162 |  | 0.162 | 0.21 | 2.2 |  | 0 | Whitehorse Intl AP | CAN | 5 | 6491 | 60.709 | -135.069 | 7b | 6580 | YT | CAN_YT_Whitehorse.Intl.AP.719640_CWEC2016.epw | 0 | 0.072613 | 0.0028397 | 26.54 | 0 | 25.5708 | 0.2983 | 0.011666 | 109.03 | 0.1 | 2021-03-24 15:05:42 +0000 | eef80c06 | 0.2.11 | :adv_dx_units: NECB_Default :analysis_id: 6a87033d-ede6-4783-acf8-880bd0e50e61 :analysis_name: baseline-2021-03-24 :boiler_eff: NECB_Default :btap_batch_version: 1.0.002 :building_type: SmallOffice :compute_environment: aws_batch :datapoint_id: 5bc00e18-7d93-4afd-80d2-4ef203f19082 :daylighting_type: NECB_Default :dcv_type: NECB_Default :door_construction_cond: NECB_Default :ecm_system_name: NECB_Default :enable_costing: true :epw_file: CAN_YT_Whitehorse.Intl.AP.719640_CWEC2016.epw :erv_package: NECB_Default :ext_floor_cond: NECB_Default :ext_roof_cond: NECB_Default :ext_wall_cond: NECB_Default :fdwr_set: NECB_Default :fixed_wind_solar_trans: NECB_Default :fixed_window_cond: NECB_Default :furnace_eff: NECB_Default :glass_door_cond: NECB_Default :glass_door_solar_trans: NECB_Default :ground_floor_cond: NECB_Default :ground_roof_cond: NECB_Default :ground_wall_cond: NECB_Default :lights_scale: NECB_Default :lights_type: NECB_Default :overhead_door_cond: NECB_Default :primary_heating_fuel: Electricity :pv_ground_azimuth_angle: NECB_Default :pv_ground_module_description: NECB_Default :pv_ground_tilt_angle: NECB_Default :pv_ground_total_area_pv_panels_m2: NECB_Default :pv_ground_type: NECB_Default :rotation_degrees: NECB_Default :run_annual_simulation: true :s3_bucket: '834599497928' :scale_x: NECB_Default :scale_y: NECB_Default :scale_z: NECB_Default :shw_eff: NECB_Default :skylight_cond: NECB_Default :skylight_solar_trans: NECB_Default :srr_set: NECB_Default :template: NECB2015 | 0 | TRUE | 374.765 |  | https://s3.console.aws.amazon.com/s3/buckets/834599497928?region=ca-central-1&prefix=sara.gilani/baseline-2021-03-24/6a87033d-ede6-4783-acf8-880bd0e50e61/output/5bc00e18-7d93-4afd-80d2-4ef203f19082/ | 1.0.002 | 0 | 0 |  | 0 | 0 | tier_1 | 0
11 | 0 |  | NECB_Default | NECB_Default | NECB_Default | NECB_Default | NECB_Default | NECB_Default | NECB_Default | NECB_Default | SmallOffice | NECB2011 | CAN_AB_Edmonton.Intl.AP.711230_CWEC2016.epw | NaturalGas | NECB_Default | NECB_Default | NECB_Default | NECB_Default | NECB_Default | NECB_Default | NECB_Default | NECB_Default | NECB_Default | NECB_Default | NECB_Default | NECB_Default | NECB_Default | NECB_Default | NECB_Default | NECB_Default | NECB_Default | NECB_Default | NECB_Default | NECB_Default | NECB_Default | NECB_Default | NECB_Default | NECB_Default | NECB_Default | NECB_Default | NECB_Default | aws_batch | 834599497928 | [5 empty] | baseline-2021-03-24 | 6a87033d-ede6-4783-acf8-880bd0e50e61 | TRUE | TRUE | 4a476d46-d3ab-4c0f-afd1-20f67495de0b |  | 511.16 | 937.0967 | 32.5 | SmallOffice |  |  | 0 | SmallOffice | 1 |  | 1 | NECB2011 | 0.39751 | 2357.444 | 242.887 | 75.6327 | 67.2023 | 18.519 | 719.0307 | 314.7898 | EDMONTON | ALBERTA | 75.2834 | 8.9993 | 0 | 84.2828 | 7.1353 | 0.64202 | 0 | 7.7773 | 0 | 0.033942 | 0 | 0 | 0.34304 | 0.081697 | 0 | 0.11781 | 0.099949 | 0.12569 | 0.17834 | 0.0017607 | 0.52138 | 0.060529 | 37.9327 | 65.4969 | Natural Gas | 32.5 | 0.757 |  |  |  | 0.162 |  | 0.162 | 0.21 | 2.2 |  | 0 | Edmonton Intl AP | CAN | 23 | 5588 | 53.31 | -113.579 | 7a | 5120 | AB | CAN_AB_Edmonton.Intl.AP.711230_CWEC2016.epw | 0 | 0 | 0 | 0 | 30.94 | 25.5836 | 0.30213 | 0.01181 | 110.43 | 0.1 | 2021-03-24 15:05:44 +0000 | eef80c06 | 0.2.11 | :adv_dx_units: NECB_Default :analysis_id: 6a87033d-ede6-4783-acf8-880bd0e50e61 :analysis_name: baseline-2021-03-24 :boiler_eff: NECB_Default :btap_batch_version: 1.0.002 :building_type: SmallOffice :compute_environment: aws_batch :datapoint_id: 4a476d46-d3ab-4c0f-afd1-20f67495de0b :daylighting_type: NECB_Default :dcv_type: NECB_Default :door_construction_cond: NECB_Default :ecm_system_name: NECB_Default :enable_costing: true :epw_file: CAN_AB_Edmonton.Intl.AP.711230_CWEC2016.epw :erv_package: NECB_Default :ext_floor_cond: NECB_Default :ext_roof_cond: NECB_Default :ext_wall_cond: NECB_Default :fdwr_set: NECB_Default :fixed_wind_solar_trans: NECB_Default :fixed_window_cond: NECB_Default :furnace_eff: NECB_Default :glass_door_cond: NECB_Default :glass_door_solar_trans: NECB_Default :ground_floor_cond: NECB_Default :ground_roof_cond: NECB_Default :ground_wall_cond: NECB_Default :lights_scale: NECB_Default :lights_type: NECB_Default :overhead_door_cond: NECB_Default :primary_heating_fuel: NaturalGas :pv_ground_azimuth_angle: NECB_Default :pv_ground_module_description: NECB_Default :pv_ground_tilt_angle: NECB_Default :pv_ground_total_area_pv_panels_m2: NECB_Default :pv_ground_type: NECB_Default :rotation_degrees: NECB_Default :run_annual_simulation: true :s3_bucket: '834599497928' :scale_x: NECB_Default :scale_y: NECB_Default :scale_z: NECB_Default :shw_eff: NECB_Default :skylight_cond: NECB_Default :skylight_solar_trans: NECB_Default :srr_set: NECB_Default :template: NECB2011 | 0 | TRUE | 433.3977 |  | https://s3.console.aws.amazon.com/s3/buckets/834599497928?region=ca-central-1&prefix=sara.gilani/baseline-2021-03-24/6a87033d-ede6-4783-acf8-880bd0e50e61/output/4a476d46-d3ab-4c0f-afd1-20f67495de0b/ | 1.0.002 | 0 | 0 |  | 0 | 0 | tier_1 | 0
12 | 0 |  | NECB_Default | NECB_Default | NECB_Default | NECB_Default | NECB_Default | NECB_Default | NECB_Default | NECB_Default | SmallOffice | NECB2011 | CAN_QC_Montreal-Trudeau.Intl.AP.716270_CWEC2016.epw | Electricity | NECB_Default | NECB_Default | NECB_Default | NECB_Default | NECB_Default | NECB_Default | NECB_Default | NECB_Default | NECB_Default | NECB_Default | NECB_Default | NECB_Default | NECB_Default | NECB_Default | NECB_Default | NECB_Default | NECB_Default | NECB_Default | NECB_Default | NECB_Default | NECB_Default | NECB_Default | NECB_Default | NECB_Default | NECB_Default | NECB_Default | NECB_Default | aws_batch | 834599497928 | [5 empty] | baseline-2021-03-24 | 6a87033d-ede6-4783-acf8-880bd0e50e61 | TRUE | TRUE | 1032cebf-c09d-4467-8106-16c8c606b124 |  | 511.16 | 937.0967 | 37.3 | SmallOffice |  |  | 0 | SmallOffice | 1 |  | 1 | NECB2011 | 0.39751 | 2357.444 | 241.5807 | 15.5922 | 62.0479 | 23.8644 | 652.0387 | 308.9534 | MONTREAL | QUEBEC | 0.18811 | 0 | 0 | 0.18811 | 11.9809 | 0 | 0 | 11.9809 | 0 | 0.045759 | 0 | 0 | 0.48408 | 0.077666 | 0 | 0.088231 | 0.099949 | 0.12569 | 0 | 0 | 0.48408 | 0.046776 | 78.4073 | 0 | Electricity | 37.3 | 0.757 |  |  |  | 0.183 |  | 0.183 | 0.247 | 2.2 |  | 0 | Montreal-Trudeau Intl AP | CAN | 323 | 4090 | 45.471 | -73.741 | 6 | 4400 | QC | CAN_QC_Montreal-Trudeau.Intl.AP.716270_CWEC2016.epw | 0 | 0.065417 | 0.002557 | 23.91 | 0 | 25.5836 | 0.30213 | 0.01181 | 110.43 | 0.1 | 2021-03-24 15:05:41 +0000 | eef80c06 | 0.2.11 | :adv_dx_units: NECB_Default :analysis_id: 6a87033d-ede6-4783-acf8-880bd0e50e61 :analysis_name: baseline-2021-03-24 :boiler_eff: NECB_Default :btap_batch_version: 1.0.002 :building_type: SmallOffice :compute_environment: aws_batch :datapoint_id: 1032cebf-c09d-4467-8106-16c8c606b124 :daylighting_type: NECB_Default :dcv_type: NECB_Default :door_construction_cond: NECB_Default :ecm_system_name: NECB_Default :enable_costing: true :epw_file: CAN_QC_Montreal-Trudeau.Intl.AP.716270_CWEC2016.epw :erv_package: NECB_Default :ext_floor_cond: NECB_Default :ext_roof_cond: NECB_Default :ext_wall_cond: NECB_Default :fdwr_set: NECB_Default :fixed_wind_solar_trans: NECB_Default :fixed_window_cond: NECB_Default :furnace_eff: NECB_Default :glass_door_cond: NECB_Default :glass_door_solar_trans: NECB_Default :ground_floor_cond: NECB_Default :ground_roof_cond: NECB_Default :ground_wall_cond: NECB_Default :lights_scale: NECB_Default :lights_type: NECB_Default :overhead_door_cond: NECB_Default :primary_heating_fuel: Electricity :pv_ground_azimuth_angle: NECB_Default :pv_ground_module_description: NECB_Default :pv_ground_tilt_angle: NECB_Default :pv_ground_total_area_pv_panels_m2: NECB_Default :pv_ground_type: NECB_Default :rotation_degrees: NECB_Default :run_annual_simulation: true :s3_bucket: '834599497928' :scale_x: NECB_Default :scale_y: NECB_Default :scale_z: NECB_Default :shw_eff: NECB_Default :skylight_cond: NECB_Default :skylight_solar_trans: NECB_Default :srr_set: NECB_Default :template: NECB2011 | 0 | TRUE | 434.0259 |  | https://s3.console.aws.amazon.com/s3/buckets/834599497928?region=ca-central-1&prefix=sara.gilani/baseline-2021-03-24/6a87033d-ede6-4783-acf8-880bd0e50e61/output/1032cebf-c09d-4467-8106-16c8c606b124/ | 1.0.002 | 0 | 0 |  | 0 | 0 | tier_1 | 0
13 | 0 |  | NECB_Default | NECB_Default | NECB_Default | NECB_Default | NECB_Default | NECB_Default | NECB_Default | NECB_Default | SmallOffice | NECB2011 | CAN_NS_Halifax.Dockyard.713280_CWEC2016.epw | Electricity | NECB_Default | NECB_Default | NECB_Default | NECB_Default | NECB_Default | NECB_Default | NECB_Default | NECB_Default | NECB_Default | NECB_Default | NECB_Default | NECB_Default | NECB_Default | NECB_Default | NECB_Default | NECB_Default | NECB_Default | NECB_Default | NECB_Default | NECB_Default | NECB_Default | NECB_Default | NECB_Default | NECB_Default | NECB_Default | NECB_Default | NECB_Default | aws_batch | 834599497928 | [5 empty] | baseline-2021-03-24 | 6a87033d-ede6-4783-acf8-880bd0e50e61 | TRUE | TRUE | 2c91c767-92ef-4cb0-a9f0-5f956baba1a7 |  | 511.16 | 937.0967 | 40 | SmallOffice |  |  | 0 | SmallOffice | 1 |  | 1 | NECB2011 | 0.39751 | 2357.444 | 207.9892 | 12.312 | 60.0202 | 23.3892 | 621.1032 | 317.3927 | HALIFAX | NOVA SCOTIA | 89.0588 | 0 | 0 | 89.0588 | 17.4661 | 0 | 0 | 17.4661 | 0 | 0.039929 | 0 | 0 | 0.43918 | 0.08246 | 0 | 0.044917 | 0.099949 | 0.12569 | 0 | 0 | 0.43918 | 0.046228 | 59.0977 | 0 | Electricity | 40 | 0.757 |  |  |  | 0.183 |  | 0.183 | 0.247 | 2.2 |  | 0 | Halifax Dockyard | CAN | 112 | 3647 | 44.655 | -63.577 | 6 | 4000 | NS | CAN_NS_Halifax.Dockyard.713280_CWEC2016.epw | 0 | 0.064651 | 0.0025271 | 23.63 | 0 | 25.5836 | 0.30213 | 0.01181 | 110.43 | 0.1 | 2021-03-24 15:05:41 +0000 | eef80c06 | 0.2.11 | :adv_dx_units: NECB_Default :analysis_id: 6a87033d-ede6-4783-acf8-880bd0e50e61 :analysis_name: baseline-2021-03-24 :boiler_eff: NECB_Default :btap_batch_version: 1.0.002 :building_type: SmallOffice :compute_environment: aws_batch :datapoint_id: 2c91c767-92ef-4cb0-a9f0-5f956baba1a7 :daylighting_type: NECB_Default :dcv_type: NECB_Default :door_construction_cond: NECB_Default :ecm_system_name: NECB_Default :enable_costing: true :epw_file: CAN_NS_Halifax.Dockyard.713280_CWEC2016.epw :erv_package: NECB_Default :ext_floor_cond: NECB_Default :ext_roof_cond: NECB_Default :ext_wall_cond: NECB_Default :fdwr_set: NECB_Default :fixed_wind_solar_trans: NECB_Default :fixed_window_cond: NECB_Default :furnace_eff: NECB_Default :glass_door_cond: NECB_Default :glass_door_solar_trans: NECB_Default :ground_floor_cond: NECB_Default :ground_roof_cond: NECB_Default :ground_wall_cond: NECB_Default :lights_scale: NECB_Default :lights_type: NECB_Default :overhead_door_cond: NECB_Default :primary_heating_fuel: Electricity :pv_ground_azimuth_angle: NECB_Default :pv_ground_module_description: NECB_Default :pv_ground_tilt_angle: NECB_Default :pv_ground_total_area_pv_panels_m2: NECB_Default :pv_ground_type: NECB_Default :rotation_degrees: NECB_Default :run_annual_simulation: true :s3_bucket: '834599497928' :scale_x: NECB_Default :scale_y: NECB_Default :scale_z: NECB_Default :shw_eff: NECB_Default :skylight_cond: NECB_Default :skylight_solar_trans: NECB_Default :srr_set: NECB_Default :template: NECB2011 | 0 | TRUE | 434.5105 |  | https://s3.console.aws.amazon.com/s3/buckets/834599497928?region=ca-central-1&prefix=sara.gilani/baseline-2021-03-24/6a87033d-ede6-4783-acf8-880bd0e50e61/output/2c91c767-92ef-4cb0-a9f0-5f956baba1a7/ | 1.0.002 | 0 | 0 |  | 0 | 0 | tier_1 | 0
14 | 0 |  | NECB_Default | NECB_Default | NECB_Default | NECB_Default | NECB_Default | NECB_Default | NECB_Default | NECB_Default | SmallOffice | NECB2011 | CAN_AB_Calgary.Intl.AP.718770_CWEC2016.epw | NaturalGas | NECB_Default | NECB_Default | NECB_Default | NECB_Default | NECB_Default | NECB_Default | NECB_Default | NECB_Default | NECB_Default | NECB_Default | NECB_Default | NECB_Default | NECB_Default | NECB_Default | NECB_Default | NECB_Default | NECB_Default | NECB_Default | NECB_Default | NECB_Default | NECB_Default | NECB_Default | NECB_Default | NECB_Default | NECB_Default | NECB_Default | NECB_Default | aws_batch | 834599497928 | [5 empty] | baseline-2021-03-24 | 6a87033d-ede6-4783-acf8-880bd0e50e61 | TRUE | TRUE | 6f9ef921-6bdc-4662-b61d-9ec10c01e025 |  | 511.16 | 937.0967 | 33.3 | SmallOffice |  |  | 0 | SmallOffice | 1 |  | 1 | NECB2011 | 0.39751 | 2357.444 | 242.7916 | 75.677 | 66.3663 | 18.5248 | 727.685 | 324.3253 | CALGARY | ALBERTA | 77.194 | 6.7663 | 0 | 83.9603 | 7.3164 | 0.48271 | 0 | 7.7991 | 0 | 0.038325 | 0 | 0 | 0.35175 | 0.086411 | 0 | 0.075632 | 0.099949 | 0.12569 | 0.13407 | 0.0013694 | 0.48582 | 0.058436 | 38.7522 | 60.6626 | Natural Gas | 33.3 | 0.757 |  |  |  | 0.162 |  | 0.162 | 0.21 | 2.2 |  | 0 | Calgary Intl AP | CAN | 64 | 4781 | 51.114 | -114.02 | 7a | 5000 | AB | CAN_AB_Calgary.Intl.AP.718770_CWEC2016.epw | 0 | 0 | 0 | 0 | 29.87 | 25.5836 | 0.30213 | 0.01181 | 110.43 | 0.1 | 2021-03-24 15:05:44 +0000 | eef80c06 | 0.2.11 | :adv_dx_units: NECB_Default :analysis_id: 6a87033d-ede6-4783-acf8-880bd0e50e61 :analysis_name: baseline-2021-03-24 :boiler_eff: NECB_Default :btap_batch_version: 1.0.002 :building_type: SmallOffice :compute_environment: aws_batch :datapoint_id: 6f9ef921-6bdc-4662-b61d-9ec10c01e025 :daylighting_type: NECB_Default :dcv_type: NECB_Default :door_construction_cond: NECB_Default :ecm_system_name: NECB_Default :enable_costing: true :epw_file: CAN_AB_Calgary.Intl.AP.718770_CWEC2016.epw :erv_package: NECB_Default :ext_floor_cond: NECB_Default :ext_roof_cond: NECB_Default :ext_wall_cond: NECB_Default :fdwr_set: NECB_Default :fixed_wind_solar_trans: NECB_Default :fixed_window_cond: NECB_Default :furnace_eff: NECB_Default :glass_door_cond: NECB_Default :glass_door_solar_trans: NECB_Default :ground_floor_cond: NECB_Default :ground_roof_cond: NECB_Default :ground_wall_cond: NECB_Default :lights_scale: NECB_Default :lights_type: NECB_Default :overhead_door_cond: NECB_Default :primary_heating_fuel: NaturalGas :pv_ground_azimuth_angle: NECB_Default :pv_ground_module_description: NECB_Default :pv_ground_tilt_angle: NECB_Default :pv_ground_total_area_pv_panels_m2: NECB_Default :pv_ground_type: NECB_Default :rotation_degrees: NECB_Default :run_annual_simulation: true :s3_bucket: '834599497928' :scale_x: NECB_Default :scale_y: NECB_Default :scale_z: NECB_Default :shw_eff: NECB_Default :skylight_cond: NECB_Default :skylight_solar_trans: NECB_Default :srr_set: NECB_Default :template: NECB2011 | 0 | TRUE | 434.4372 |  | https://s3.console.aws.amazon.com/s3/buckets/834599497928?region=ca-central-1&prefix=sara.gilani/baseline-2021-03-24/6a87033d-ede6-4783-acf8-880bd0e50e61/output/6f9ef921-6bdc-4662-b61d-9ec10c01e025/ | 1.0.002 | 0 | 0 |  | 0 | 0 | tier_1 | 0
15 | 0 |  | NECB_Default | NECB_Default | NECB_Default | NECB_Default | NECB_Default | NECB_Default | NECB_Default | NECB_Default | SmallOffice | NECB2011 | CAN_BC_Vancouver.Intl.AP.718920_CWEC2016.epw | NaturalGas | NECB_Default | NECB_Default | NECB_Default | NECB_Default | NECB_Default | NECB_Default | NECB_Default | NECB_Default | NECB_Default | NECB_Default | NECB_Default | NECB_Default | NECB_Default | NECB_Default | NECB_Default | NECB_Default | NECB_Default | NECB_Default | NECB_Default | NECB_Default | NECB_Default | NECB_Default | NECB_Default | NECB_Default | NECB_Default | NECB_Default | NECB_Default | aws_batch | 834599497928 | [5 empty] | baseline-2021-03-24 | 6a87033d-ede6-4783-acf8-880bd0e50e61 | TRUE | TRUE | f84349ed-e1a1-4f3c-9fb4-eb710884cd72 |  | 511.16 | 937.0967 | 40 | SmallOffice |  |  | 0 | SmallOffice | 1 |  | 1 | NECB2011 | 0.39751 | 2357.444 | 231.7164 | 65.2922 | 60.2677 | 18.1041 | 678.6065 | 303.226 | VANCOUVER | BRITISH COLUMBIA | 0.98947 | 4.6158 | 0 | 5.6052 | 9.8809 | 1.0355 | 0 | 10.9164 | 0 | 0.040692 | 0 | 0 | 0.34915 | 0.08197 | 0 | 0.03897 | 0.099949 | 0.12569 | 0.091556 | 0.00084122 | 0.4407 | 0.052586 | 36.9377 | 43.4742 | Natural Gas | 40 | 0.757 |  |  |  | 0.227 |  | 0.227 | 0.315 | 2.4 |  | 0 | Vancouver Intl AP | CAN | 42 | 2797 | 49.195 | -123.184 | 4 | 2800 | BC | CAN_BC_Vancouver.Intl.AP.718920_CWEC2016.epw | 0 | 0 | 0 | 0 | 26.88 | 25.5836 | 0.30213 | 0.01181 | 110.43 | 0.1 | 2021-03-24 15:05:49 +0000 | eef80c06 | 0.2.11 | :adv_dx_units: NECB_Default :analysis_id: 6a87033d-ede6-4783-acf8-880bd0e50e61 :analysis_name: baseline-2021-03-24 :boiler_eff: NECB_Default :btap_batch_version: 1.0.002 :building_type: SmallOffice :compute_environment: aws_batch :datapoint_id: f84349ed-e1a1-4f3c-9fb4-eb710884cd72 :daylighting_type: NECB_Default :dcv_type: NECB_Default :door_construction_cond: NECB_Default :ecm_system_name: NECB_Default :enable_costing: true :epw_file: CAN_BC_Vancouver.Intl.AP.718920_CWEC2016.epw :erv_package: NECB_Default :ext_floor_cond: NECB_Default :ext_roof_cond: NECB_Default :ext_wall_cond: NECB_Default :fdwr_set: NECB_Default :fixed_wind_solar_trans: NECB_Default :fixed_window_cond: NECB_Default :furnace_eff: NECB_Default :glass_door_cond: NECB_Default :glass_door_solar_trans: NECB_Default :ground_floor_cond: NECB_Default :ground_roof_cond: NECB_Default :ground_wall_cond: NECB_Default :lights_scale: NECB_Default :lights_type: NECB_Default :overhead_door_cond: NECB_Default :primary_heating_fuel: NaturalGas :pv_ground_azimuth_angle: NECB_Default :pv_ground_module_description: NECB_Default :pv_ground_tilt_angle: NECB_Default :pv_ground_total_area_pv_panels_m2: NECB_Default :pv_ground_type: NECB_Default :rotation_degrees: NECB_Default :run_annual_simulation: true :s3_bucket: '834599497928' :scale_x: NECB_Default :scale_y: NECB_Default :scale_z: NECB_Default :shw_eff: NECB_Default :skylight_cond: NECB_Default :skylight_solar_trans: NECB_Default :srr_set: NECB_Default :template: NECB2011 | 0 | TRUE | 434.626 |  | https://s3.console.aws.amazon.com/s3/buckets/834599497928?region=ca-central-1&prefix=sara.gilani/baseline-2021-03-24/6a87033d-ede6-4783-acf8-880bd0e50e61/output/f84349ed-e1a1-4f3c-9fb4-eb710884cd72/ | 1.0.002 | 0 | 0 |  | 0 | 0 | tier_1 | 0
16 | 0 |  | NECB_Default | NECB_Default | NECB_Default | NECB_Default | NECB_Default | NECB_Default | NECB_Default | NECB_Default | SmallOffice | NECB2015 | CAN_QC_Montreal-Trudeau.Intl.AP.716270_CWEC2016.epw | NaturalGas | NECB_Default | NECB_Default | NECB_Default | NECB_Default | NECB_Default | NECB_Default | NECB_Default | NECB_Default | NECB_Default | NECB_Default | NECB_Default | NECB_Default | NECB_Default | NECB_Default | NECB_Default | NECB_Default | NECB_Default | NECB_Default | NECB_Default | NECB_Default | NECB_Default | NECB_Default | NECB_Default | NECB_Default | NECB_Default | NECB_Default | NECB_Default | aws_batch | 834599497928 | [5 empty] | baseline-2021-03-24 | 6a87033d-ede6-4783-acf8-880bd0e50e61 | TRUE | TRUE | 7c94ae07-d06a-4775-9fef-ccfaa0a49aa2 |  | 511.16 | 937.0967 | 37.3 | SmallOffice |  |  | 0 | SmallOffice | 1 |  | 1 | NECB2015 | 0.39751 | 2357.444 | 241.5807 | 77.2675 | 62.0479 | 18.561 | 692.2465 | 292.7895 | MONTREAL | QUEBEC | 0.13405 | 8.0987 | 0 | 8.2328 | 8.5373 | 2.1214 | 0 | 10.6587 | 0 | 0.045328 | 0 | 0 | 0.34494 | 0.077647 | 0 | 0.10901 | 0.099988 | 0.12008 | 0.16394 | 0.0018976 | 0.50888 | 0.054934 | 39.7806 | 66.5068 | Natural Gas | 37.3 | 0.757 |  |  |  | 0.183 |  | 0.183 | 0.247 | 2.2 |  | 0 | Montreal-Trudeau Intl AP | CAN | 323 | 4090 | 45.471 | -73.741 | 6 | 4400 | QC | CAN_QC_Montreal-Trudeau.Intl.AP.716270_CWEC2016.epw | 0 | 0 | 0 | 0 | 28.08 | 25.5708 | 0.2983 | 0.011666 | 109.03 | 0.1 | 2021-03-24 15:05:54 +0000 | eef80c06 | 0.2.11 | :adv_dx_units: NECB_Default :analysis_id: 6a87033d-ede6-4783-acf8-880bd0e50e61 :analysis_name: baseline-2021-03-24 :boiler_eff: NECB_Default :btap_batch_version: 1.0.002 :building_type: SmallOffice :compute_environment: aws_batch :datapoint_id: 7c94ae07-d06a-4775-9fef-ccfaa0a49aa2 :daylighting_type: NECB_Default :dcv_type: NECB_Default :door_construction_cond: NECB_Default :ecm_system_name: NECB_Default :enable_costing: true :epw_file: CAN_QC_Montreal-Trudeau.Intl.AP.716270_CWEC2016.epw :erv_package: NECB_Default :ext_floor_cond: NECB_Default :ext_roof_cond: NECB_Default :ext_wall_cond: NECB_Default :fdwr_set: NECB_Default :fixed_wind_solar_trans: NECB_Default :fixed_window_cond: NECB_Default :furnace_eff: NECB_Default :glass_door_cond: NECB_Default :glass_door_solar_trans: NECB_Default :ground_floor_cond: NECB_Default :ground_roof_cond: NECB_Default :ground_wall_cond: NECB_Default :lights_scale: NECB_Default :lights_type: NECB_Default :overhead_door_cond: NECB_Default :primary_heating_fuel: NaturalGas :pv_ground_azimuth_angle: NECB_Default :pv_ground_module_description: NECB_Default :pv_ground_tilt_angle: NECB_Default :pv_ground_total_area_pv_panels_m2: NECB_Default :pv_ground_type: NECB_Default :rotation_degrees: NECB_Default :run_annual_simulation: true :s3_bucket: '834599497928' :scale_x: NECB_Default :scale_y: NECB_Default :scale_z: NECB_Default :shw_eff: NECB_Default :skylight_cond: NECB_Default :skylight_solar_trans: NECB_Default :srr_set: NECB_Default :template: NECB2015 | 0 | TRUE | 434.1358 |  | https://s3.console.aws.amazon.com/s3/buckets/834599497928?region=ca-central-1&prefix=sara.gilani/baseline-2021-03-24/6a87033d-ede6-4783-acf8-880bd0e50e61/output/7c94ae07-d06a-4775-9fef-ccfaa0a49aa2/ | 1.0.002 | 0 | 0 |  | 0 | 0 | tier_1 | 0
17 | 0 |  | NECB_Default | NECB_Default | NECB_Default | NECB_Default | NECB_Default | NECB_Default | NECB_Default | NECB_Default | SmallOffice | NECB2015 | CAN_QC_Montreal-Trudeau.Intl.AP.716270_CWEC2016.epw | Electricity | NECB_Default | NECB_Default | NECB_Default | NECB_Default | NECB_Default | NECB_Default | NECB_Default | NECB_Default | NECB_Default | NECB_Default | NECB_Default | NECB_Default | NECB_Default | NECB_Default | NECB_Default | NECB_Default | NECB_Default | NECB_Default | NECB_Default | NECB_Default | NECB_Default | NECB_Default | NECB_Default | NECB_Default | NECB_Default | NECB_Default | NECB_Default | aws_batch | 834599497928 | [5 empty] | baseline-2021-03-24 | 6a87033d-ede6-4783-acf8-880bd0e50e61 | TRUE | TRUE | 65311cb9-464a-4e4b-a387-31f369f143fd |  | 511.16 | 937.0967 | 37.3 | SmallOffice |  |  | 0 | SmallOffice | 1 |  | 1 | NECB2015 | 0.39751 | 2357.444 | 241.5807 | 15.6266 | 62.0479 | 23.8644 | 651.9382 | 308.8186 | MONTREAL | QUEBEC | 0.18618 | 0 | 0 | 0.18618 | 11.8579 | 0 | 0 | 11.8579 | 0 | 0.045328 | 0 | 0 | 0.47911 | 0.077412 | 0 | 0.09007 | 0.099988 | 0.12008 | 0 | 0 | 0.47911 | 0.046228 | 78.7414 | 0 | Electricity | 37.3 | 0.757 |  |  |  | 0.183 |  | 0.183 | 0.247 | 2.2 |  | 0 | Montreal-Trudeau Intl AP | CAN | 323 | 4090 | 45.471 | -73.741 | 6 | 4400 | QC | CAN_QC_Montreal-Trudeau.Intl.AP.716270_CWEC2016.epw | 0 | 0.064651 | 0.0025283 | 23.63 | 0 | 25.5708 | 0.2983 | 0.011666 | 109.03 | 0.1 | 2021-03-24 15:05:46 +0000 | eef80c06 | 0.2.11 | :adv_dx_units: NECB_Default :analysis_id: 6a87033d-ede6-4783-acf8-880bd0e50e61 :analysis_name: baseline-2021-03-24 :boiler_eff: NECB_Default :btap_batch_version: 1.0.002 :building_type: SmallOffice :compute_environment: aws_batch :datapoint_id: 65311cb9-464a-4e4b-a387-31f369f143fd :daylighting_type: NECB_Default :dcv_type: NECB_Default :door_construction_cond: NECB_Default :ecm_system_name: NECB_Default :enable_costing: true :epw_file: CAN_QC_Montreal-Trudeau.Intl.AP.716270_CWEC2016.epw :erv_package: NECB_Default :ext_floor_cond: NECB_Default :ext_roof_cond: NECB_Default :ext_wall_cond: NECB_Default :fdwr_set: NECB_Default :fixed_wind_solar_trans: NECB_Default :fixed_window_cond: NECB_Default :furnace_eff: NECB_Default :glass_door_cond: NECB_Default :glass_door_solar_trans: NECB_Default :ground_floor_cond: NECB_Default :ground_roof_cond: NECB_Default :ground_wall_cond: NECB_Default :lights_scale: NECB_Default :lights_type: NECB_Default :overhead_door_cond: NECB_Default :primary_heating_fuel: Electricity :pv_ground_azimuth_angle: NECB_Default :pv_ground_module_description: NECB_Default :pv_ground_tilt_angle: NECB_Default :pv_ground_total_area_pv_panels_m2: NECB_Default :pv_ground_type: NECB_Default :rotation_degrees: NECB_Default :run_annual_simulation: true :s3_bucket: '834599497928' :scale_x: NECB_Default :scale_y: NECB_Default :scale_z: NECB_Default :shw_eff: NECB_Default :skylight_cond: NECB_Default :skylight_solar_trans: NECB_Default :srr_set: NECB_Default :template: NECB2015 | 0 | TRUE | 434.1646 |  | https://s3.console.aws.amazon.com/s3/buckets/834599497928?region=ca-central-1&prefix=sara.gilani/baseline-2021-03-24/6a87033d-ede6-4783-acf8-880bd0e50e61/output/65311cb9-464a-4e4b-a387-31f369f143fd/ | 1.0.002 | 0 | 0 |  | 0 | 0 | tier_1 | 0
18 | 0 |  | NECB_Default | NECB_Default | NECB_Default | NECB_Default | NECB_Default | NECB_Default | NECB_Default | NECB_Default | SmallOffice | NECB2015 | CAN_AB_Calgary.Intl.AP.718770_CWEC2016.epw | NaturalGas | NECB_Default | NECB_Default | NECB_Default | NECB_Default | NECB_Default | NECB_Default | NECB_Default | NECB_Default | NECB_Default | NECB_Default | NECB_Default | NECB_Default | NECB_Default | NECB_Default | NECB_Default | NECB_Default | NECB_Default | NECB_Default | NECB_Default | NECB_Default | NECB_Default | NECB_Default | NECB_Default | NECB_Default | NECB_Default | NECB_Default | NECB_Default | aws_batch | 834599497928 | [5 empty] | baseline-2021-03-24 | 6a87033d-ede6-4783-acf8-880bd0e50e61 | TRUE | TRUE | 7c87ee82-7ded-475a-9b1e-1d2b4cb9dedf |  | 511.16 | 937.0967 | 33.3 | SmallOffice |  |  | 0 | SmallOffice | 1 |  | 1 | NECB2015 | 0.39751 | 2357.444 | 242.7916 | 75.677 | 66.3663 | 18.5248 | 727.5091 | 324.1493 | CALGARY | ALBERTA | 75.8588 | 6.8245 | 0 | 82.6833 | 7.1898 | 0.48687 | 0 | 7.6767 | 0 | 0.037914 | 0 | 0 | 0.34566 | 0.086098 | 0 | 0.077549 | 0.099988 | 0.12008 | 0.13524 | 0.0015846 | 0.48091 | 0.057692 | 38.8199 | 60.9171 | Natural Gas | 33.3 | 0.757 |  |  |  | 0.162 |  | 0.162 | 0.21 | 2.2 |  | 0 | Calgary Intl AP | CAN | 64 | 4781 | 51.114 | -114.02 | 7a | 5000 | AB | CAN_AB_Calgary.Intl.AP.718770_CWEC2016.epw | 0 | 0 | 0 | 0 | 29.49 | 25.5708 | 0.2983 | 0.011666 | 109.03 | 0.1 | 2021-03-24 15:05:52 +0000 | eef80c06 | 0.2.11 | :adv_dx_units: NECB_Default :analysis_id: 6a87033d-ede6-4783-acf8-880bd0e50e61 :analysis_name: baseline-2021-03-24 :boiler_eff: NECB_Default :btap_batch_version: 1.0.002 :building_type: SmallOffice :compute_environment: aws_batch :datapoint_id: 7c87ee82-7ded-475a-9b1e-1d2b4cb9dedf :daylighting_type: NECB_Default :dcv_type: NECB_Default :door_construction_cond: NECB_Default :ecm_system_name: NECB_Default :enable_costing: true :epw_file: CAN_AB_Calgary.Intl.AP.718770_CWEC2016.epw :erv_package: NECB_Default :ext_floor_cond: NECB_Default :ext_roof_cond: NECB_Default :ext_wall_cond: NECB_Default :fdwr_set: NECB_Default :fixed_wind_solar_trans: NECB_Default :fixed_window_cond: NECB_Default :furnace_eff: NECB_Default :glass_door_cond: NECB_Default :glass_door_solar_trans: NECB_Default :ground_floor_cond: NECB_Default :ground_roof_cond: NECB_Default :ground_wall_cond: NECB_Default :lights_scale: NECB_Default :lights_type: NECB_Default :overhead_door_cond: NECB_Default :primary_heating_fuel: NaturalGas :pv_ground_azimuth_angle: NECB_Default :pv_ground_module_description: NECB_Default :pv_ground_tilt_angle: NECB_Default :pv_ground_total_area_pv_panels_m2: NECB_Default :pv_ground_type: NECB_Default :rotation_degrees: NECB_Default :run_annual_simulation: true :s3_bucket: '834599497928' :scale_x: NECB_Default :scale_y: NECB_Default :scale_z: NECB_Default :shw_eff: NECB_Default :skylight_cond: NECB_Default :skylight_solar_trans: NECB_Default :srr_set: NECB_Default :template: NECB2015 | 0 | TRUE | 434.1945 |  | https://s3.console.aws.amazon.com/s3/buckets/834599497928?region=ca-central-1&prefix=sara.gilani/baseline-2021-03-24/6a87033d-ede6-4783-acf8-880bd0e50e61/output/7c87ee82-7ded-475a-9b1e-1d2b4cb9dedf/ | 1.0.002 | 0 | 0 |  | 0 | 0 | tier_1 | 0
19 | 0 |  | NECB_Default | NECB_Default | NECB_Default | NECB_Default | NECB_Default | NECB_Default | NECB_Default | NECB_Default | SmallOffice | NECB2015 | CAN_AB_Edmonton.Intl.AP.711230_CWEC2016.epw | NaturalGas | NECB_Default | NECB_Default | NECB_Default | NECB_Default | NECB_Default | NECB_Default | NECB_Default | NECB_Default | NECB_Default | NECB_Default | NECB_Default | NECB_Default | NECB_Default | NECB_Default | NECB_Default | NECB_Default | NECB_Default | NECB_Default | NECB_Default | NECB_Default | NECB_Default | NECB_Default | NECB_Default | NECB_Default | NECB_Default | NECB_Default | NECB_Default | aws_batch | 834599497928 | [5 empty] | baseline-2021-03-24 | 6a87033d-ede6-4783-acf8-880bd0e50e61 | TRUE | TRUE | 040796c6-4f06-47ab-a366-b1637fb2e8c2 |  | 511.16 | 937.0967 | 32.5 | SmallOffice |  |  | 0 | SmallOffice | 1 |  | 1 | NECB2015 | 0.39751 | 2357.444 | 242.887 | 75.9548 | 67.2023 | 18.519 | 715.0739 | 310.5109 | EDMONTON | ALBERTA | 73.9997 | 9.0694 | 0 | 83.0692 | 7.0136 | 0.64702 | 0 | 7.6607 | 0 | 0.033551 | 0 | 0 | 0.33719 | 0.08154 | 0 | 0.11996 | 0.099988 | 0.12008 | 0.17973 | 0.0020346 | 0.51692 | 0.059766 | 38.0229 | 65.7401 | Natural Gas | 32.5 | 0.757 |  |  |  | 0.162 |  | 0.162 | 0.21 | 2.2 |  | 0 | Edmonton Intl AP | CAN | 23 | 5588 | 53.31 | -113.579 | 7a | 5120 | AB | CAN_AB_Edmonton.Intl.AP.711230_CWEC2016.epw | 0 | 0 | 0 | 0 | 30.55 | 25.5708 | 0.2983 | 0.011666 | 109.03 | 0.1 | 2021-03-24 15:05:51 +0000 | eef80c06 | 0.2.11 | :adv_dx_units: NECB_Default :analysis_id: 6a87033d-ede6-4783-acf8-880bd0e50e61 :analysis_name: baseline-2021-03-24 :boiler_eff: NECB_Default :btap_batch_version: 1.0.002 :building_type: SmallOffice :compute_environment: aws_batch :datapoint_id: 040796c6-4f06-47ab-a366-b1637fb2e8c2 :daylighting_type: NECB_Default :dcv_type: NECB_Default :door_construction_cond: NECB_Default :ecm_system_name: NECB_Default :enable_costing: true :epw_file: CAN_AB_Edmonton.Intl.AP.711230_CWEC2016.epw :erv_package: NECB_Default :ext_floor_cond: NECB_Default :ext_roof_cond: NECB_Default :ext_wall_cond: NECB_Default :fdwr_set: NECB_Default :fixed_wind_solar_trans: NECB_Default :fixed_window_cond: NECB_Default :furnace_eff: NECB_Default :glass_door_cond: NECB_Default :glass_door_solar_trans: NECB_Default :ground_floor_cond: NECB_Default :ground_roof_cond: NECB_Default :ground_wall_cond: NECB_Default :lights_scale: NECB_Default :lights_type: NECB_Default :overhead_door_cond: NECB_Default :primary_heating_fuel: NaturalGas :pv_ground_azimuth_angle: NECB_Default :pv_ground_module_description: NECB_Default :pv_ground_tilt_angle: NECB_Default :pv_ground_total_area_pv_panels_m2: NECB_Default :pv_ground_type: NECB_Default :rotation_degrees: NECB_Default :run_annual_simulation: true :s3_bucket: '834599497928' :scale_x: NECB_Default :scale_y: NECB_Default :scale_z: NECB_Default :shw_eff: NECB_Default :skylight_cond: NECB_Default :skylight_solar_trans: NECB_Default :srr_set: NECB_Default :template: NECB2015 | 0 | TRUE | 434.6818 |  | https://s3.console.aws.amazon.com/s3/buckets/834599497928?region=ca-central-1&prefix=sara.gilani/baseline-2021-03-24/6a87033d-ede6-4783-acf8-880bd0e50e61/output/040796c6-4f06-47ab-a366-b1637fb2e8c2/ | 1.0.002 | 0 | 0 |  | 0 | 0 | tier_1 | 0
20 | 0 |  | NECB_Default | NECB_Default | NECB_Default | NECB_Default | NECB_Default | NECB_Default | NECB_Default | NECB_Default | SmallOffice | NECB2011 | CAN_ON_Toronto.Pearson.Intl.AP.716240_CWEC2016.epw | NaturalGas | NECB_Default | NECB_Default | NECB_Default | NECB_Default | NECB_Default | NECB_Default | NECB_Default | NECB_Default | NECB_Default | NECB_Default | NECB_Default | NECB_Default | NECB_Default | NECB_Default | NECB_Default | NECB_Default | NECB_Default | NECB_Default | NECB_Default | NECB_Default | NECB_Default | NECB_Default | NECB_Default | NECB_Default | NECB_Default | NECB_Default | NECB_Default | aws_batch | 834599497928 | [5 empty] | baseline-2021-03-24 | 6a87033d-ede6-4783-acf8-880bd0e50e61 | TRUE | TRUE | e1b42677-3a9b-4213-92eb-702070028e52 |  | 511.16 | 937.0967 | 40 | SmallOffice |  |  | 0 | SmallOffice | 1 |  | 1 | NECB2011 | 0.39751 | 2357.444 | 257.6272 | 77.7699 | 66.6977 | 18.7499 | 736.5184 | 315.6737 | TORONTO | ONTARIO | 1.9981 | 6.5859 | 0 | 8.584 | 16.0089 | 1.1621 | 0 | 17.171 | 0 | 0.050415 | 0 | 0 | 0.35975 | 0.082244 | 0 | 0.079212 | 0.099949 | 0.12569 | 0.13325 | 0.0014477 | 0.493 | 0.054034 | 41.3725 | 58.2746 | Natural Gas | 40 | 0.757 |  |  |  | 0.183 |  | 0.183 | 0.278 | 2.2 |  | 0 | Toronto Pearson Intl AP | CAN | 382 | 3615 | 43.677 | -79.631 | 5 | 3890 | ON | CAN_ON_Toronto.Pearson.Intl.AP.716240_CWEC2016.epw | 0 | 0 | 0 | 0 | 27.62 | 25.5836 | 0.30213 | 0.01181 | 110.43 | 0.1 | 2021-03-24 15:05:55 +0000 | eef80c06 | 0.2.11 | :adv_dx_units: NECB_Default :analysis_id: 6a87033d-ede6-4783-acf8-880bd0e50e61 :analysis_name: baseline-2021-03-24 :boiler_eff: NECB_Default :btap_batch_version: 1.0.002 :building_type: SmallOffice :compute_environment: aws_batch :datapoint_id: e1b42677-3a9b-4213-92eb-702070028e52 :daylighting_type: NECB_Default :dcv_type: NECB_Default :door_construction_cond: NECB_Default :ecm_system_name: NECB_Default :enable_costing: true :epw_file: CAN_ON_Toronto.Pearson.Intl.AP.716240_CWEC2016.epw :erv_package: NECB_Default :ext_floor_cond: NECB_Default :ext_roof_cond: NECB_Default :ext_wall_cond: NECB_Default :fdwr_set: NECB_Default :fixed_wind_solar_trans: NECB_Default :fixed_window_cond: NECB_Default :furnace_eff: NECB_Default :glass_door_cond: NECB_Default :glass_door_solar_trans: NECB_Default :ground_floor_cond: NECB_Default :ground_roof_cond: NECB_Default :ground_wall_cond: NECB_Default :lights_scale: NECB_Default :lights_type: NECB_Default :overhead_door_cond: NECB_Default :primary_heating_fuel: NaturalGas :pv_ground_azimuth_angle: NECB_Default :pv_ground_module_description: NECB_Default :pv_ground_tilt_angle: NECB_Default :pv_ground_total_area_pv_panels_m2: NECB_Default :pv_ground_type: NECB_Default :rotation_degrees: NECB_Default :run_annual_simulation: true :s3_bucket: '834599497928' :scale_x: NECB_Default :scale_y: NECB_Default :scale_z: NECB_Default :shw_eff: NECB_Default :skylight_cond: NECB_Default :skylight_solar_trans: NECB_Default :srr_set: NECB_Default :template: NECB2011 | 0 | TRUE | 435.3918 |  | https://s3.console.aws.amazon.com/s3/buckets/834599497928?region=ca-central-1&prefix=sara.gilani/baseline-2021-03-24/6a87033d-ede6-4783-acf8-880bd0e50e61/output/e1b42677-3a9b-4213-92eb-702070028e52/ | 1.0.002 | 0 | 0 |  | 0 | 0 | tier_1 | 0
21 | 0 |  | NECB_Default | NECB_Default | NECB_Default | NECB_Default | NECB_Default | NECB_Default | NECB_Default | NECB_Default | SmallOffice | NECB2015 | CAN_ON_Toronto.Pearson.Intl.AP.716240_CWEC2016.epw | Electricity | NECB_Default | NECB_Default | NECB_Default | NECB_Default | NECB_Default | NECB_Default | NECB_Default | NECB_Default | NECB_Default | NECB_Default | NECB_Default | NECB_Default | NECB_Default | NECB_Default | NECB_Default | NECB_Default | NECB_Default | NECB_Default | NECB_Default | NECB_Default | NECB_Default | NECB_Default | NECB_Default | NECB_Default | NECB_Default | NECB_Default | NECB_Default | aws_batch | 834599497928 | [5 empty] | baseline-2021-03-24 | 6a87033d-ede6-4783-acf8-880bd0e50e61 | TRUE | TRUE | e9d79c08-b7bb-4655-b886-cb815c2344f5 |  | 511.16 | 937.0967 | 40 | SmallOffice |  |  | 0 | SmallOffice | 1 |  | 1 | NECB2015 | 0.39751 | 2357.444 | 257.6272 | 15.2458 | 66.6977 | 23.9822 | 695.115 | 331.5621 | TORONTO | ONTARIO | 2.5748 | 0 | 0 | 2.5748 | 20.629 | 0 | 0 | 20.629 | 0 | 0.049945 | 0 | 0 | 0.46359 | 0.081618 | 0 | 0.066985 | 0.099988 | 0.12008 | 0 | 0 | 0.46359 | 0.044976 | 68.2785 | 0 | Electricity | 40 | 0.757 |  |  |  | 0.183 |  | 0.183 | 0.278 | 2.2 |  | 0 | Toronto Pearson Intl AP | CAN | 382 | 3615 | 43.677 | -79.631 | 5 | 3890 | ON | CAN_ON_Toronto.Pearson.Intl.AP.716240_CWEC2016.epw | 0 | 0.0629 | 0.0024598 | 22.99 | 0 | 25.5708 | 0.2983 | 0.011666 | 109.03 | 0.1 | 2021-03-24 15:05:51 +0000 | eef80c06 | 0.2.11 | :adv_dx_units: NECB_Default :analysis_id: 6a87033d-ede6-4783-acf8-880bd0e50e61 :analysis_name: baseline-2021-03-24 :boiler_eff: NECB_Default :btap_batch_version: 1.0.002 :building_type: SmallOffice :compute_environment: aws_batch :datapoint_id: e9d79c08-b7bb-4655-b886-cb815c2344f5 :daylighting_type: NECB_Default :dcv_type: NECB_Default :door_construction_cond: NECB_Default :ecm_system_name: NECB_Default :enable_costing: true :epw_file: CAN_ON_Toronto.Pearson.Intl.AP.716240_CWEC2016.epw :erv_package: NECB_Default :ext_floor_cond: NECB_Default :ext_roof_cond: NECB_Default :ext_wall_cond: NECB_Default :fdwr_set: NECB_Default :fixed_wind_solar_trans: NECB_Default :fixed_window_cond: NECB_Default :furnace_eff: NECB_Default :glass_door_cond: NECB_Default :glass_door_solar_trans: NECB_Default :ground_floor_cond: NECB_Default :ground_roof_cond: NECB_Default :ground_wall_cond: NECB_Default :lights_scale: NECB_Default :lights_type: NECB_Default :overhead_door_cond: NECB_Default :primary_heating_fuel: Electricity :pv_ground_azimuth_angle: NECB_Default :pv_ground_module_description: NECB_Default :pv_ground_tilt_angle: NECB_Default :pv_ground_total_area_pv_panels_m2: NECB_Default :pv_ground_type: NECB_Default :rotation_degrees: NECB_Default :run_annual_simulation: true :s3_bucket: '834599497928' :scale_x: NECB_Default :scale_y: NECB_Default :scale_z: NECB_Default :shw_eff: NECB_Default :skylight_cond: NECB_Default :skylight_solar_trans: NECB_Default :srr_set: NECB_Default :template: NECB2015 | 0 | TRUE | 434.5118 |  | https://s3.console.aws.amazon.com/s3/buckets/834599497928?region=ca-central-1&prefix=sara.gilani/baseline-2021-03-24/6a87033d-ede6-4783-acf8-880bd0e50e61/output/e9d79c08-b7bb-4655-b886-cb815c2344f5/ | 1.0.002 | 0 | 0 |  | 0 | 0 | tier_1 | 0
22 | 0 |  | NECB_Default | NECB_Default | NECB_Default | NECB_Default | NECB_Default | NECB_Default | NECB_Default | NECB_Default | SmallOffice | NECB2011 | CAN_ON_Toronto.Pearson.Intl.AP.716240_CWEC2016.epw | Electricity | NECB_Default | NECB_Default | NECB_Default | NECB_Default | NECB_Default | NECB_Default | NECB_Default | NECB_Default | NECB_Default | NECB_Default | NECB_Default | NECB_Default | NECB_Default | NECB_Default | NECB_Default | NECB_Default | NECB_Default | NECB_Default | NECB_Default | NECB_Default | NECB_Default | NECB_Default | NECB_Default | NECB_Default | NECB_Default | NECB_Default | NECB_Default | aws_batch | 834599497928 | [5 empty] | baseline-2021-03-24 | 6a87033d-ede6-4783-acf8-880bd0e50e61 | TRUE | TRUE | 0ea60003-816c-4601-8614-321db510e77f |  | 511.16 | 937.0967 | 40 | SmallOffice |  |  | 0 | SmallOffice | 1 |  | 1 | NECB2011 | 0.39751 | 2357.444 | 257.6272 | 14.9137 | 66.6977 | 23.9822 | 694.9278 | 331.707 | TORONTO | ONTARIO | 2.6038 | 0 | 0 | 2.6038 | 20.8614 | 0 | 0 | 20.8614 | 0 | 0.050415 | 0 | 0 | 0.4688 | 0.081931 | 0 | 0.065302 | 0.099949 | 0.12569 | 0 | 0 | 0.4688 | 0.045504 | 68.0068 | 0 | Electricity | 40 | 0.757 |  |  |  | 0.183 |  | 0.183 | 0.278 | 2.2 |  | 0 | Toronto Pearson Intl AP | CAN | 382 | 3615 | 43.677 | -79.631 | 5 | 3890 | ON | CAN_ON_Toronto.Pearson.Intl.AP.716240_CWEC2016.epw | 0 | 0.063639 | 0.0024875 | 23.26 | 0 | 25.5836 | 0.30213 | 0.01181 | 110.43 | 0.1 | 2021-03-24 15:05:45 +0000 | eef80c06 | 0.2.11 | :adv_dx_units: NECB_Default :analysis_id: 6a87033d-ede6-4783-acf8-880bd0e50e61 :analysis_name: baseline-2021-03-24 :boiler_eff: NECB_Default :btap_batch_version: 1.0.002 :building_type: SmallOffice :compute_environment: aws_batch :datapoint_id: 0ea60003-816c-4601-8614-321db510e77f :daylighting_type: NECB_Default :dcv_type: NECB_Default :door_construction_cond: NECB_Default :ecm_system_name: NECB_Default :enable_costing: true :epw_file: CAN_ON_Toronto.Pearson.Intl.AP.716240_CWEC2016.epw :erv_package: NECB_Default :ext_floor_cond: NECB_Default :ext_roof_cond: NECB_Default :ext_wall_cond: NECB_Default :fdwr_set: NECB_Default :fixed_wind_solar_trans: NECB_Default :fixed_window_cond: NECB_Default :furnace_eff: NECB_Default :glass_door_cond: NECB_Default :glass_door_solar_trans: NECB_Default :ground_floor_cond: NECB_Default :ground_roof_cond: NECB_Default :ground_wall_cond: NECB_Default :lights_scale: NECB_Default :lights_type: NECB_Default :overhead_door_cond: NECB_Default :primary_heating_fuel: Electricity :pv_ground_azimuth_angle: NECB_Default :pv_ground_module_description: NECB_Default :pv_ground_tilt_angle: NECB_Default :pv_ground_total_area_pv_panels_m2: NECB_Default :pv_ground_type: NECB_Default :rotation_degrees: NECB_Default :run_annual_simulation: true :s3_bucket: '834599497928' :scale_x: NECB_Default :scale_y: NECB_Default :scale_z: NECB_Default :shw_eff: NECB_Default :skylight_cond: NECB_Default :skylight_solar_trans: NECB_Default :srr_set: NECB_Default :template: NECB2011 | 0 | TRUE | 435.5483 |  | https://s3.console.aws.amazon.com/s3/buckets/834599497928?region=ca-central-1&prefix=sara.gilani/baseline-2021-03-24/6a87033d-ede6-4783-acf8-880bd0e50e61/output/0ea60003-816c-4601-8614-321db510e77f/ | 1.0.002 | 0 | 0 |  | 0 | 0 | tier_1 | 0
23 | 0 |  | NECB_Default | NECB_Default | NECB_Default | NECB_Default | NECB_Default | NECB_Default | NECB_Default | NECB_Default | SmallOffice | NECB2015 | CAN_NS_Halifax.Dockyard.713280_CWEC2016.epw | NaturalGas | NECB_Default | NECB_Default | NECB_Default | NECB_Default | NECB_Default | NECB_Default | NECB_Default | NECB_Default | NECB_Default | NECB_Default | NECB_Default | NECB_Default | NECB_Default | NECB_Default | NECB_Default | NECB_Default | NECB_Default | NECB_Default | NECB_Default | NECB_Default | NECB_Default | NECB_Default | NECB_Default | NECB_Default | NECB_Default | NECB_Default | NECB_Default | aws_batch | 834599497928 | [5 empty] | baseline-2021-03-24 | 6a87033d-ede6-4783-acf8-880bd0e50e61 | TRUE | TRUE | 986a31ae-ad47-4aac-94d5-874dad8975dd |  | 511.16 | 937.0967 | 40 | SmallOffice |  |  | 0 | SmallOffice | 1 |  | 1 | NECB2015 | 0.39751 | 2357.444 | 207.9892 | 68.7637 | 60.0202 | 17.8219 | 653.5157 | 298.9208 | HALIFAX | NOVA SCOTIA | 69.6515 | 5.4846 | 0 | 75.1361 | 13.6599 | 1.3844 | 0 | 15.0443 | 0 | 0.039479 | 0 | 0 | 0.34347 | 0.082714 | 0 | 0.05599 | 0.099988 | 0.12008 | 0.11024 | 0.0012129 | 0.45371 | 0.054249 | 37.4054 | 48.0179 | Natural Gas | 40 | 0.757 |  |  |  | 0.183 |  | 0.183 | 0.247 | 2.2 |  | 0 | Halifax Dockyard | CAN | 112 | 3647 | 44.655 | -63.577 | 6 | 4000 | NS | CAN_NS_Halifax.Dockyard.713280_CWEC2016.epw | 0 | 0 | 0 | 0 | 27.73 | 25.5708 | 0.2983 | 0.011666 | 109.03 | 0.1 | 2021-03-24 15:05:46 +0000 | eef80c06 | 0.2.11 | :adv_dx_units: NECB_Default :analysis_id: 6a87033d-ede6-4783-acf8-880bd0e50e61 :analysis_name: baseline-2021-03-24 :boiler_eff: NECB_Default :btap_batch_version: 1.0.002 :building_type: SmallOffice :compute_environment: aws_batch :datapoint_id: 986a31ae-ad47-4aac-94d5-874dad8975dd :daylighting_type: NECB_Default :dcv_type: NECB_Default :door_construction_cond: NECB_Default :ecm_system_name: NECB_Default :enable_costing: true :epw_file: CAN_NS_Halifax.Dockyard.713280_CWEC2016.epw :erv_package: NECB_Default :ext_floor_cond: NECB_Default :ext_roof_cond: NECB_Default :ext_wall_cond: NECB_Default :fdwr_set: NECB_Default :fixed_wind_solar_trans: NECB_Default :fixed_window_cond: NECB_Default :furnace_eff: NECB_Default :glass_door_cond: NECB_Default :glass_door_solar_trans: NECB_Default :ground_floor_cond: NECB_Default :ground_roof_cond: NECB_Default :ground_wall_cond: NECB_Default :lights_scale: NECB_Default :lights_type: NECB_Default :overhead_door_cond: NECB_Default :primary_heating_fuel: NaturalGas :pv_ground_azimuth_angle: NECB_Default :pv_ground_module_description: NECB_Default :pv_ground_tilt_angle: NECB_Default :pv_ground_total_area_pv_panels_m2: NECB_Default :pv_ground_type: NECB_Default :rotation_degrees: NECB_Default :run_annual_simulation: true :s3_bucket: '834599497928' :scale_x: NECB_Default :scale_y: NECB_Default :scale_z: NECB_Default :shw_eff: NECB_Default :skylight_cond: NECB_Default :skylight_solar_trans: NECB_Default :srr_set: NECB_Default :template: NECB2015 | 0 | TRUE | 435.441 |  | https://s3.console.aws.amazon.com/s3/buckets/834599497928?region=ca-central-1&prefix=sara.gilani/baseline-2021-03-24/6a87033d-ede6-4783-acf8-880bd0e50e61/output/986a31ae-ad47-4aac-94d5-874dad8975dd/ | 1.0.002 | 0 | 0 |  | 0 | 0 | tier_1 | 0
24 | 0 |  | NECB_Default | NECB_Default | NECB_Default | NECB_Default | NECB_Default | NECB_Default | NECB_Default | NECB_Default | SmallOffice | NECB2017 | CAN_QC_Montreal-Trudeau.Intl.AP.716270_CWEC2016.epw | NaturalGas | NECB_Default | NECB_Default | NECB_Default | NECB_Default | NECB_Default | NECB_Default | NECB_Default | NECB_Default | NECB_Default | NECB_Default | NECB_Default | NECB_Default | NECB_Default | NECB_Default | NECB_Default | NECB_Default | NECB_Default | NECB_Default | NECB_Default | NECB_Default | NECB_Default | NECB_Default | NECB_Default | NECB_Default | NECB_Default | NECB_Default | NECB_Default | aws_batch | 834599497928 | [5 empty] | baseline-2021-03-24 | 6a87033d-ede6-4783-acf8-880bd0e50e61 | TRUE | TRUE | 210d1fa4-a9f3-4a1c-a27d-3d6a6aecab47 |  | 511.16 | 937.0967 | 37.3 | SmallOffice |  |  | 0 | SmallOffice | 1 |  | 1 | NECB2017 | 0.39751 | 2357.444 | 248.4403 | 76.832 | 62.0479 | 18.561 | 703.1275 | 297.2463 | MONTREAL | QUEBEC | 0.1276 | 6.3205 | 0 | 6.4481 | 8.1267 | 1.6556 | 0 | 9.7823 | 0 | 0.043587 | 0 | 0 | 0.32833 | 0.074869 | 0.0082166 | 0.07303 | 0.099988 | 0.10003 | 0.12796 | 0.0016433 | 0.4563 | 0.054934 | 37.381 | 65.3024 | Natural Gas | 37.3 | 0.757 |  |  |  | 0.183 |  | 0.156 | 0.247 | 1.9 |  | 0 | Montreal-Trudeau Intl AP | CAN | 323 | 4090 | 45.471 | -73.741 | 6 | 4400 | QC | CAN_QC_Montreal-Trudeau.Intl.AP.716270_CWEC2016.epw | 0 | 0 | 0 | 0 | 28.08 | 25.5708 | 0.2983 | 0.011666 | 109.03 | 0.1 | 2021-03-24 15:05:52 +0000 | eef80c06 | 0.2.11 | :adv_dx_units: NECB_Default :analysis_id: 6a87033d-ede6-4783-acf8-880bd0e50e61 :analysis_name: baseline-2021-03-24 :boiler_eff: NECB_Default :btap_batch_version: 1.0.002 :building_type: SmallOffice :compute_environment: aws_batch :datapoint_id: 210d1fa4-a9f3-4a1c-a27d-3d6a6aecab47 :daylighting_type: NECB_Default :dcv_type: NECB_Default :door_construction_cond: NECB_Default :ecm_system_name: NECB_Default :enable_costing: true :epw_file: CAN_QC_Montreal-Trudeau.Intl.AP.716270_CWEC2016.epw :erv_package: NECB_Default :ext_floor_cond: NECB_Default :ext_roof_cond: NECB_Default :ext_wall_cond: NECB_Default :fdwr_set: NECB_Default :fixed_wind_solar_trans: NECB_Default :fixed_window_cond: NECB_Default :furnace_eff: NECB_Default :glass_door_cond: NECB_Default :glass_door_solar_trans: NECB_Default :ground_floor_cond: NECB_Default :ground_roof_cond: NECB_Default :ground_wall_cond: NECB_Default :lights_scale: NECB_Default :lights_type: NECB_Default :overhead_door_cond: NECB_Default :primary_heating_fuel: NaturalGas :pv_ground_azimuth_angle: NECB_Default :pv_ground_module_description: NECB_Default :pv_ground_tilt_angle: NECB_Default :pv_ground_total_area_pv_panels_m2: NECB_Default :pv_ground_type: NECB_Default :rotation_degrees: NECB_Default :run_annual_simulation: true :s3_bucket: '834599497928' :scale_x: NECB_Default :scale_y: NECB_Default :scale_z: NECB_Default :shw_eff: NECB_Default :skylight_cond: NECB_Default :skylight_solar_trans: NECB_Default :srr_set: NECB_Default :template: NECB2017 | 0 | TRUE | 434.8027 |  | https://s3.console.aws.amazon.com/s3/buckets/834599497928?region=ca-central-1&prefix=sara.gilani/baseline-2021-03-24/6a87033d-ede6-4783-acf8-880bd0e50e61/output/210d1fa4-a9f3-4a1c-a27d-3d6a6aecab47/ | 1.0.002 | 0 | 0 |  | 0 | 0 | tier_1 | 0
25 | 0 |  | NECB_Default | NECB_Default | NECB_Default | NECB_Default | NECB_Default | NECB_Default | NECB_Default | NECB_Default | SmallOffice | NECB2015 | CAN_AB_Edmonton.Intl.AP.711230_CWEC2016.epw | Electricity | NECB_Default | NECB_Default | NECB_Default | NECB_Default | NECB_Default | NECB_Default | NECB_Default | NECB_Default | NECB_Default | NECB_Default | NECB_Default | NECB_Default | NECB_Default | NECB_Default | NECB_Default | NECB_Default | NECB_Default | NECB_Default | NECB_Default | NECB_Default | NECB_Default | NECB_Default | NECB_Default | NECB_Default | NECB_Default | NECB_Default | NECB_Default | aws_batch | 834599497928 | [5 empty] | baseline-2021-03-24 | 6a87033d-ede6-4783-acf8-880bd0e50e61 | TRUE | TRUE | 2cd5f36a-516c-4625-81ad-196b985b3b02 |  | 511.16 | 937.0967 | 32.5 | SmallOffice |  |  | 0 | SmallOffice | 1 |  | 1 | NECB2015 | 0.39751 | 2357.444 | 242.887 | 15.2176 | 67.2023 | 23.8808 | 677.2577 | 328.07 | EDMONTON | ALBERTA | 106.2727 | 0 | 0 | 106.2727 | 10.0724 | 0 | 0 | 10.0724 | 0 | 0.033551 | 0 | 0 | 0.48423 | 0.081481 | 0 | 0.098932 | 0.099988 | 0.12008 | 0 | 0 | 0.48423 | 0.0502 | 75.875 | 0 | Electricity | 32.5 | 0.757 |  |  |  | 0.162 |  | 0.162 | 0.21 | 2.2 |  | 0 | Edmonton Intl AP | CAN | 23 | 5588 | 53.31 | -113.579 | 7a | 5120 | AB | CAN_AB_Edmonton.Intl.AP.711230_CWEC2016.epw | 0 | 0.070205 | 0.0027455 | 25.66 | 0 | 25.5708 | 0.2983 | 0.011666 | 109.03 | 0.1 | 2021-03-24 15:05:55 +0000 | eef80c06 | 0.2.11 | :adv_dx_units: NECB_Default :analysis_id: 6a87033d-ede6-4783-acf8-880bd0e50e61 :analysis_name: baseline-2021-03-24 :boiler_eff: NECB_Default :btap_batch_version: 1.0.002 :building_type: SmallOffice :compute_environment: aws_batch :datapoint_id: 2cd5f36a-516c-4625-81ad-196b985b3b02 :daylighting_type: NECB_Default :dcv_type: NECB_Default :door_construction_cond: NECB_Default :ecm_system_name: NECB_Default :enable_costing: true :epw_file: CAN_AB_Edmonton.Intl.AP.711230_CWEC2016.epw :erv_package: NECB_Default :ext_floor_cond: NECB_Default :ext_roof_cond: NECB_Default :ext_wall_cond: NECB_Default :fdwr_set: NECB_Default :fixed_wind_solar_trans: NECB_Default :fixed_window_cond: NECB_Default :furnace_eff: NECB_Default :glass_door_cond: NECB_Default :glass_door_solar_trans: NECB_Default :ground_floor_cond: NECB_Default :ground_roof_cond: NECB_Default :ground_wall_cond: NECB_Default :lights_scale: NECB_Default :lights_type: NECB_Default :overhead_door_cond: NECB_Default :primary_heating_fuel: Electricity :pv_ground_azimuth_angle: NECB_Default :pv_ground_module_description: NECB_Default :pv_ground_tilt_angle: NECB_Default :pv_ground_total_area_pv_panels_m2: NECB_Default :pv_ground_type: NECB_Default :rotation_degrees: NECB_Default :run_annual_simulation: true :s3_bucket: '834599497928' :scale_x: NECB_Default :scale_y: NECB_Default :scale_z: NECB_Default :shw_eff: NECB_Default :skylight_cond: NECB_Default :skylight_solar_trans: NECB_Default :srr_set: NECB_Default :template: NECB2015 | 0 | TRUE | 435.475 |  | https://s3.console.aws.amazon.com/s3/buckets/834599497928?region=ca-central-1&prefix=sara.gilani/baseline-2021-03-24/6a87033d-ede6-4783-acf8-880bd0e50e61/output/2cd5f36a-516c-4625-81ad-196b985b3b02/ | 1.0.002 | 0 | 0 |  | 0 | 0 | tier_1 | 0
26 | 0 |  | NECB_Default | NECB_Default | NECB_Default | NECB_Default | NECB_Default | NECB_Default | NECB_Default | NECB_Default | SmallOffice | NECB2017 | CAN_QC_Montreal-Trudeau.Intl.AP.716270_CWEC2016.epw | Electricity | NECB_Default | NECB_Default | NECB_Default | NECB_Default | NECB_Default | NECB_Default | NECB_Default | NECB_Default | NECB_Default | NECB_Default | NECB_Default | NECB_Default | NECB_Default | NECB_Default | NECB_Default | NECB_Default | NECB_Default | NECB_Default | NECB_Default | NECB_Default | NECB_Default | NECB_Default | NECB_Default | NECB_Default | NECB_Default | NECB_Default | NECB_Default | aws_batch | 834599497928 | [5 empty] | baseline-2021-03-24 | 6a87033d-ede6-4783-acf8-880bd0e50e61 | TRUE | TRUE | faa7e568-0f35-43ae-81d9-b0a8e6c5b2bc |  | 511.16 | 937.0967 | 37.3 | SmallOffice |  |  | 0 | SmallOffice | 1 |  | 1 | NECB2017 | 0.39751 | 2357.444 | 248.4403 | 14.9284 | 62.0479 | 23.8644 | 662.8483 | 313.5674 | MONTREAL | QUEBEC | 0.16857 | 0 | 0 | 0.16857 | 10.736 | 0 | 0 | 10.736 | 0 | 0.043587 | 0 | 0 | 0.43376 | 0.074615 | 0.0082166 | 0.061096 | 0.099988 | 0.10003 | 0 | 0 | 0.43376 | 0.046228 | 63.8441 | 0 | Electricity | 37.3 | 0.757 |  |  |  | 0.183 |  | 0.156 | 0.247 | 1.9 |  | 0 | Montreal-Trudeau Intl AP | CAN | 323 | 4090 | 45.471 | -73.741 | 6 | 4400 | QC | CAN_QC_Montreal-Trudeau.Intl.AP.716270_CWEC2016.epw | 0 | 0.064651 | 0.0025283 | 23.63 | 0 | 25.5708 | 0.2983 | 0.011666 | 109.03 | 0.1 | 2021-03-24 15:05:49 +0000 | eef80c06 | 0.2.11 | :adv_dx_units: NECB_Default :analysis_id: 6a87033d-ede6-4783-acf8-880bd0e50e61 :analysis_name: baseline-2021-03-24 :boiler_eff: NECB_Default :btap_batch_version: 1.0.002 :building_type: SmallOffice :compute_environment: aws_batch :datapoint_id: faa7e568-0f35-43ae-81d9-b0a8e6c5b2bc :daylighting_type: NECB_Default :dcv_type: NECB_Default :door_construction_cond: NECB_Default :ecm_system_name: NECB_Default :enable_costing: true :epw_file: CAN_QC_Montreal-Trudeau.Intl.AP.716270_CWEC2016.epw :erv_package: NECB_Default :ext_floor_cond: NECB_Default :ext_roof_cond: NECB_Default :ext_wall_cond: NECB_Default :fdwr_set: NECB_Default :fixed_wind_solar_trans: NECB_Default :fixed_window_cond: NECB_Default :furnace_eff: NECB_Default :glass_door_cond: NECB_Default :glass_door_solar_trans: NECB_Default :ground_floor_cond: NECB_Default :ground_roof_cond: NECB_Default :ground_wall_cond: NECB_Default :lights_scale: NECB_Default :lights_type: NECB_Default :overhead_door_cond: NECB_Default :primary_heating_fuel: Electricity :pv_ground_azimuth_angle: NECB_Default :pv_ground_module_description: NECB_Default :pv_ground_tilt_angle: NECB_Default :pv_ground_total_area_pv_panels_m2: NECB_Default :pv_ground_type: NECB_Default :rotation_degrees: NECB_Default :run_annual_simulation: true :s3_bucket: '834599497928' :scale_x: NECB_Default :scale_y: NECB_Default :scale_z: NECB_Default :shw_eff: NECB_Default :skylight_cond: NECB_Default :skylight_solar_trans: NECB_Default :srr_set: NECB_Default :template: NECB2017 | 0 | TRUE | 435.2374 |  | https://s3.console.aws.amazon.com/s3/buckets/834599497928?region=ca-central-1&prefix=sara.gilani/baseline-2021-03-24/6a87033d-ede6-4783-acf8-880bd0e50e61/output/faa7e568-0f35-43ae-81d9-b0a8e6c5b2bc/ | 1.0.002 | 0 | 0 |  | 0 | 0 | tier_1 | 0
27 | 0 |  | NECB_Default | NECB_Default | NECB_Default | NECB_Default | NECB_Default | NECB_Default | NECB_Default | NECB_Default | SmallOffice | NECB2015 | CAN_AB_Calgary.Intl.AP.718770_CWEC2016.epw | Electricity | NECB_Default | NECB_Default | NECB_Default | NECB_Default | NECB_Default | NECB_Default | NECB_Default | NECB_Default | NECB_Default | NECB_Default | NECB_Default | NECB_Default | NECB_Default | NECB_Default | NECB_Default | NECB_Default | NECB_Default | NECB_Default | NECB_Default | NECB_Default | NECB_Default | NECB_Default | NECB_Default | NECB_Default | NECB_Default | NECB_Default | NECB_Default | aws_batch | 834599497928 | [5 empty] | baseline-2021-03-24 | 6a87033d-ede6-4783-acf8-880bd0e50e61 | TRUE | TRUE | f6e9fd45-f44f-4c25-9452-4ae23d955cc3 |  | 511.16 | 937.0967 | 33.3 | SmallOffice |  |  | 0 | SmallOffice | 1 |  | 1 | NECB2015 | 0.39751 | 2357.444 | 242.7916 | 14.5773 | 66.3663 | 23.8932 | 687.5503 | 339.9217 | CALGARY | ALBERTA | 100.262 | 0 | 0 | 100.262 | 9.5027 | 0 | 0 | 9.5027 | 0 | 0.037914 | 0 | 0 | 0.45686 | 0.08604 | 0 | 0.064324 | 0.099988 | 0.12008 | 0 | 0 | 0.45686 | 0.048517 | 72.1178 | 0 | Electricity | 33.3 | 0.757 |  |  |  | 0.162 |  | 0.162 | 0.21 | 2.2 |  | 0 | Calgary Intl AP | CAN | 64 | 4781 | 51.114 | -114.02 | 7a | 5000 | AB | CAN_AB_Calgary.Intl.AP.718770_CWEC2016.epw | 0 | 0.067852 | 0.0026535 | 24.8 | 0 | 25.5708 | 0.2983 | 0.011666 | 109.03 | 0.1 | 2021-03-24 15:05:44 +0000 | eef80c06 | 0.2.11 | :adv_dx_units: NECB_Default :analysis_id: 6a87033d-ede6-4783-acf8-880bd0e50e61 :analysis_name: baseline-2021-03-24 :boiler_eff: NECB_Default :btap_batch_version: 1.0.002 :building_type: SmallOffice :compute_environment: aws_batch :datapoint_id: f6e9fd45-f44f-4c25-9452-4ae23d955cc3 :daylighting_type: NECB_Default :dcv_type: NECB_Default :door_construction_cond: NECB_Default :ecm_system_name: NECB_Default :enable_costing: true :epw_file: CAN_AB_Calgary.Intl.AP.718770_CWEC2016.epw :erv_package: NECB_Default :ext_floor_cond: NECB_Default :ext_roof_cond: NECB_Default :ext_wall_cond: NECB_Default :fdwr_set: NECB_Default :fixed_wind_solar_trans: NECB_Default :fixed_window_cond: NECB_Default :furnace_eff: NECB_Default :glass_door_cond: NECB_Default :glass_door_solar_trans: NECB_Default :ground_floor_cond: NECB_Default :ground_roof_cond: NECB_Default :ground_wall_cond: NECB_Default :lights_scale: NECB_Default :lights_type: NECB_Default :overhead_door_cond: NECB_Default :primary_heating_fuel: Electricity :pv_ground_azimuth_angle: NECB_Default :pv_ground_module_description: NECB_Default :pv_ground_tilt_angle: NECB_Default :pv_ground_total_area_pv_panels_m2: NECB_Default :pv_ground_type: NECB_Default :rotation_degrees: NECB_Default :run_annual_simulation: true :s3_bucket: '834599497928' :scale_x: NECB_Default :scale_y: NECB_Default :scale_z: NECB_Default :shw_eff: NECB_Default :skylight_cond: NECB_Default :skylight_solar_trans: NECB_Default :srr_set: NECB_Default :template: NECB2015 | 0 | TRUE | 435.8887 |  | https://s3.console.aws.amazon.com/s3/buckets/834599497928?region=ca-central-1&prefix=sara.gilani/baseline-2021-03-24/6a87033d-ede6-4783-acf8-880bd0e50e61/output/f6e9fd45-f44f-4c25-9452-4ae23d955cc3/ | 1.0.002 | 0 | 0 |  | 0 | 0 | tier_1 | 0
28 | 0 |  | NECB_Default | NECB_Default | NECB_Default | NECB_Default | NECB_Default | NECB_Default | NECB_Default | NECB_Default | SmallOffice | NECB2017 | CAN_NS_Halifax.Dockyard.713280_CWEC2016.epw | NaturalGas | NECB_Default | NECB_Default | NECB_Default | NECB_Default | NECB_Default | NECB_Default | NECB_Default | NECB_Default | NECB_Default | NECB_Default | NECB_Default | NECB_Default | NECB_Default | NECB_Default | NECB_Default | NECB_Default | NECB_Default | NECB_Default | NECB_Default | NECB_Default | NECB_Default | NECB_Default | NECB_Default | NECB_Default | NECB_Default | NECB_Default | NECB_Default | aws_batch | 834599497928 | [5 empty] | baseline-2021-03-24 | 6a87033d-ede6-4783-acf8-880bd0e50e61 | TRUE | TRUE | 69c8e557-ceb8-492a-99ea-652cbb758c98 |  | 511.16 | 937.0967 | 40 | SmallOffice |  |  | 0 | SmallOffice | 1 |  | 1 | NECB2017 | 0.39751 | 2357.444 | 214.9813 | 66.8369 | 60.0202 | 17.8219 | 659.2227 | 299.5624 | HALIFAX | NOVA SCOTIA | 66.5412 | 4.3485 | 0 | 70.8897 | 13.05 | 1.0976 | 0 | 14.1476 | 0 | 0.038677 | 0 | 0 | 0.3281 | 0.080229 | 0.0082166 | 0.03314 | 0.099988 | 0.10003 | 0.087389 | 0.0009586 | 0.41549 | 0.054249 | 35.4906 | 46.4389 | Natural Gas | 40 | 0.757 |  |  |  | 0.183 |  | 0.156 | 0.247 | 1.9 |  | 0 | Halifax Dockyard | CAN | 112 | 3647 | 44.655 | -63.577 | 6 | 4000 | NS | CAN_NS_Halifax.Dockyard.713280_CWEC2016.epw | 0 | 0 | 0 | 0 | 27.73 | 25.5708 | 0.2983 | 0.011666 | 109.03 | 0.1 | 2021-03-24 15:05:59 +0000 | eef80c06 | 0.2.11 | :adv_dx_units: NECB_Default :analysis_id: 6a87033d-ede6-4783-acf8-880bd0e50e61 :analysis_name: baseline-2021-03-24 :boiler_eff: NECB_Default :btap_batch_version: 1.0.002 :building_type: SmallOffice :compute_environment: aws_batch :datapoint_id: 69c8e557-ceb8-492a-99ea-652cbb758c98 :daylighting_type: NECB_Default :dcv_type: NECB_Default :door_construction_cond: NECB_Default :ecm_system_name: NECB_Default :enable_costing: true :epw_file: CAN_NS_Halifax.Dockyard.713280_CWEC2016.epw :erv_package: NECB_Default :ext_floor_cond: NECB_Default :ext_roof_cond: NECB_Default :ext_wall_cond: NECB_Default :fdwr_set: NECB_Default :fixed_wind_solar_trans: NECB_Default :fixed_window_cond: NECB_Default :furnace_eff: NECB_Default :glass_door_cond: NECB_Default :glass_door_solar_trans: NECB_Default :ground_floor_cond: NECB_Default :ground_roof_cond: NECB_Default :ground_wall_cond: NECB_Default :lights_scale: NECB_Default :lights_type: NECB_Default :overhead_door_cond: NECB_Default :primary_heating_fuel: NaturalGas :pv_ground_azimuth_angle: NECB_Default :pv_ground_module_description: NECB_Default :pv_ground_tilt_angle: NECB_Default :pv_ground_total_area_pv_panels_m2: NECB_Default :pv_ground_type: NECB_Default :rotation_degrees: NECB_Default :run_annual_simulation: true :s3_bucket: '834599497928' :scale_x: NECB_Default :scale_y: NECB_Default :scale_z: NECB_Default :shw_eff: NECB_Default :skylight_cond: NECB_Default :skylight_solar_trans: NECB_Default :srr_set: NECB_Default :template: NECB2017 | 0 | TRUE | 435.7826 |  | https://s3.console.aws.amazon.com/s3/buckets/834599497928?region=ca-central-1&prefix=sara.gilani/baseline-2021-03-24/6a87033d-ede6-4783-acf8-880bd0e50e61/output/69c8e557-ceb8-492a-99ea-652cbb758c98/ | 1.0.002 | 0 | 0 |  | 0 | 0 | tier_1 | 0
29 | 0 |  | NECB_Default | NECB_Default | NECB_Default | NECB_Default | NECB_Default | NECB_Default | NECB_Default | NECB_Default | SmallOffice | NECB2017 | CAN_AB_Edmonton.Intl.AP.711230_CWEC2016.epw | NaturalGas | NECB_Default | NECB_Default | NECB_Default | NECB_Default | NECB_Default | NECB_Default | NECB_Default | NECB_Default | NECB_Default | NECB_Default | NECB_Default | NECB_Default | NECB_Default | NECB_Default | NECB_Default | NECB_Default | NECB_Default | NECB_Default | NECB_Default | NECB_Default | NECB_Default | NECB_Default | NECB_Default | NECB_Default | NECB_Default | NECB_Default | NECB_Default | aws_batch | 834599497928 | [5 empty] | baseline-2021-03-24 | 6a87033d-ede6-4783-acf8-880bd0e50e61 | TRUE | TRUE | 03bd9d17-a109-4448-ad27-3d3e9e4f9eee |  | 511.16 | 937.0967 | 32.5 | SmallOffice |  |  | 0 | SmallOffice | 1 |  | 1 | NECB2017 | 0.39751 | 2357.444 | 247.5279 | 73.5854 | 67.2023 | 18.519 | 720.963 | 314.1283 | EDMONTON | ALBERTA | 70.6381 | 7.0407 | 0 | 77.6788 | 6.695 | 0.50229 | 0 | 7.1973 | 0 | 0.033003 | 0 | 0 | 0.32184 | 0.078899 | 0.0082166 | 0.07976 | 0.099988 | 0.10003 | 0.13953 | 0.001702 | 0.46136 | 0.059766 | 36.092 | 62.3721 | Natural Gas | 32.5 | 0.757 |  |  |  | 0.162 |  | 0.138 | 0.21 | 1.9 |  | 0 | Edmonton Intl AP | CAN | 23 | 5588 | 53.31 | -113.579 | 7a | 5120 | AB | CAN_AB_Edmonton.Intl.AP.711230_CWEC2016.epw | 0 | 0 | 0 | 0 | 30.55 | 25.5708 | 0.2983 | 0.011666 | 109.03 | 0.1 | 2021-03-24 15:05:55 +0000 | eef80c06 | 0.2.11 | :adv_dx_units: NECB_Default :analysis_id: 6a87033d-ede6-4783-acf8-880bd0e50e61 :analysis_name: baseline-2021-03-24 :boiler_eff: NECB_Default :btap_batch_version: 1.0.002 :building_type: SmallOffice :compute_environment: aws_batch :datapoint_id: 03bd9d17-a109-4448-ad27-3d3e9e4f9eee :daylighting_type: NECB_Default :dcv_type: NECB_Default :door_construction_cond: NECB_Default :ecm_system_name: NECB_Default :enable_costing: true :epw_file: CAN_AB_Edmonton.Intl.AP.711230_CWEC2016.epw :erv_package: NECB_Default :ext_floor_cond: NECB_Default :ext_roof_cond: NECB_Default :ext_wall_cond: NECB_Default :fdwr_set: NECB_Default :fixed_wind_solar_trans: NECB_Default :fixed_window_cond: NECB_Default :furnace_eff: NECB_Default :glass_door_cond: NECB_Default :glass_door_solar_trans: NECB_Default :ground_floor_cond: NECB_Default :ground_roof_cond: NECB_Default :ground_wall_cond: NECB_Default :lights_scale: NECB_Default :lights_type: NECB_Default :overhead_door_cond: NECB_Default :primary_heating_fuel: NaturalGas :pv_ground_azimuth_angle: NECB_Default :pv_ground_module_description: NECB_Default :pv_ground_tilt_angle: NECB_Default :pv_ground_total_area_pv_panels_m2: NECB_Default :pv_ground_type: NECB_Default :rotation_degrees: NECB_Default :run_annual_simulation: true :s3_bucket: '834599497928' :scale_x: NECB_Default :scale_y: NECB_Default :scale_z: NECB_Default :shw_eff: NECB_Default :skylight_cond: NECB_Default :skylight_solar_trans: NECB_Default :srr_set: NECB_Default :template: NECB2017 | 0 | TRUE | 435.7867 |  | https://s3.console.aws.amazon.com/s3/buckets/834599497928?region=ca-central-1&prefix=sara.gilani/baseline-2021-03-24/6a87033d-ede6-4783-acf8-880bd0e50e61/output/03bd9d17-a109-4448-ad27-3d3e9e4f9eee/ | 1.0.002 | 0 | 0 |  | 0 | 0 | tier_1 | 0
30 | 0 |  | NECB_Default | NECB_Default | NECB_Default | NECB_Default | NECB_Default | NECB_Default | NECB_Default | NECB_Default | SmallOffice | NECB2015 | CAN_BC_Vancouver.Intl.AP.718920_CWEC2016.epw | NaturalGas | NECB_Default | NECB_Default | NECB_Default | NECB_Default | NECB_Default | NECB_Default | NECB_Default | NECB_Default | NECB_Default | NECB_Default | NECB_Default | NECB_Default | NECB_Default | NECB_Default | NECB_Default | NECB_Default | NECB_Default | NECB_Default | NECB_Default | NECB_Default | NECB_Default | NECB_Default | NECB_Default | NECB_Default | NECB_Default | NECB_Default | NECB_Default | aws_batch | 834599497928 | [5 empty] | baseline-2021-03-24 | 6a87033d-ede6-4783-acf8-880bd0e50e61 | TRUE | TRUE | 6437d736-2375-4318-aa1c-d3c5f56450f2 |  | 511.16 | 937.0967 | 40 | SmallOffice |  |  | 0 | SmallOffice | 1 |  | 1 | NECB2015 | 0.39751 | 2357.444 | 231.7164 | 66.3785 | 60.2677 | 18.1041 | 679.5311 | 303.0643 | VANCOUVER | BRITISH COLUMBIA | 0.97184 | 4.6631 | 0 | 5.6349 | 9.7048 | 1.0461 | 0 | 10.7509 | 0 | 0.040242 | 0 | 0 | 0.34293 | 0.081618 | 0 | 0.040574 | 0.099988 | 0.12008 | 0.092496 | 0.00099773 | 0.43542 | 0.051921 | 37.0093 | 44.2033 | Natural Gas | 40 | 0.757 |  |  |  | 0.227 |  | 0.227 | 0.315 | 2.4 |  | 0 | Vancouver Intl AP | CAN | 42 | 2797 | 49.195 | -123.184 | 4 | 2800 | BC | CAN_BC_Vancouver.Intl.AP.718920_CWEC2016.epw | 0 | 0 | 0 | 0 | 26.54 | 25.5708 | 0.2983 | 0.011666 | 109.03 | 0.1 | 2021-03-24 15:05:57 +0000 | eef80c06 | 0.2.11 | :adv_dx_units: NECB_Default :analysis_id: 6a87033d-ede6-4783-acf8-880bd0e50e61 :analysis_name: baseline-2021-03-24 :boiler_eff: NECB_Default :btap_batch_version: 1.0.002 :building_type: SmallOffice :compute_environment: aws_batch :datapoint_id: 6437d736-2375-4318-aa1c-d3c5f56450f2 :daylighting_type: NECB_Default :dcv_type: NECB_Default :door_construction_cond: NECB_Default :ecm_system_name: NECB_Default :enable_costing: true :epw_file: CAN_BC_Vancouver.Intl.AP.718920_CWEC2016.epw :erv_package: NECB_Default :ext_floor_cond: NECB_Default :ext_roof_cond: NECB_Default :ext_wall_cond: NECB_Default :fdwr_set: NECB_Default :fixed_wind_solar_trans: NECB_Default :fixed_window_cond: NECB_Default :furnace_eff: NECB_Default :glass_door_cond: NECB_Default :glass_door_solar_trans: NECB_Default :ground_floor_cond: NECB_Default :ground_roof_cond: NECB_Default :ground_wall_cond: NECB_Default :lights_scale: NECB_Default :lights_type: NECB_Default :overhead_door_cond: NECB_Default :primary_heating_fuel: NaturalGas :pv_ground_azimuth_angle: NECB_Default :pv_ground_module_description: NECB_Default :pv_ground_tilt_angle: NECB_Default :pv_ground_total_area_pv_panels_m2: NECB_Default :pv_ground_type: NECB_Default :rotation_degrees: NECB_Default :run_annual_simulation: true :s3_bucket: '834599497928' :scale_x: NECB_Default :scale_y: NECB_Default :scale_z: NECB_Default :shw_eff: NECB_Default :skylight_cond: NECB_Default :skylight_solar_trans: NECB_Default :srr_set: NECB_Default :template: NECB2015 | 0 | TRUE | 436.3609 |  | https://s3.console.aws.amazon.com/s3/buckets/834599497928?region=ca-central-1&prefix=sara.gilani/baseline-2021-03-24/6a87033d-ede6-4783-acf8-880bd0e50e61/output/6437d736-2375-4318-aa1c-d3c5f56450f2/ | 1.0.002 | 0 | 0 |  | 0 | 0 | tier_1 | 0
31 | 0 |  | NECB_Default | NECB_Default | NECB_Default | NECB_Default | NECB_Default | NECB_Default | NECB_Default | NECB_Default | SmallOffice | NECB2017 | CAN_NS_Halifax.Dockyard.713280_CWEC2016.epw | Electricity | NECB_Default | NECB_Default | NECB_Default | NECB_Default | NECB_Default | NECB_Default | NECB_Default | NECB_Default | NECB_Default | NECB_Default | NECB_Default | NECB_Default | NECB_Default | NECB_Default | NECB_Default | NECB_Default | NECB_Default | NECB_Default | NECB_Default | NECB_Default | NECB_Default | NECB_Default | NECB_Default | NECB_Default | NECB_Default | NECB_Default | NECB_Default | aws_batch | 834599497928 | [5 empty] | baseline-2021-03-24 | 6a87033d-ede6-4783-acf8-880bd0e50e61 | TRUE | TRUE | ddecd219-1b7d-441b-92bf-99546e29b88e |  | 511.16 | 937.0967 | 40 | SmallOffice |  |  | 0 | SmallOffice | 1 |  | 1 | NECB2017 | 0.39751 | 2357.444 | 214.9813 | 12.312 | 60.0202 | 23.3892 | 628.3047 | 317.602 | HALIFAX | NOVA SCOTIA | 81.2197 | 0 | 0 | 81.2197 | 15.9287 | 0 | 0 | 15.9287 | 0 | 0.038696 | 0 | 0 | 0.40052 | 0.079682 | 0.0082166 | 0.028249 | 0.099988 | 0.10003 | 0 | 0 | 0.40052 | 0.045661 | 47.5916 | 0 | Electricity | 40 | 0.757 |  |  |  | 0.183 |  | 0.156 | 0.247 | 1.9 |  | 0 | Halifax Dockyard | CAN | 112 | 3647 | 44.655 | -63.577 | 6 | 4000 | NS | CAN_NS_Halifax.Dockyard.713280_CWEC2016.epw | 0 | 0.063858 | 0.0024973 | 23.34 | 0 | 25.5708 | 0.2983 | 0.011666 | 109.03 | 0.1 | 2021-03-24 15:05:45 +0000 | eef80c06 | 0.2.11 | :adv_dx_units: NECB_Default :analysis_id: 6a87033d-ede6-4783-acf8-880bd0e50e61 :analysis_name: baseline-2021-03-24 :boiler_eff: NECB_Default :btap_batch_version: 1.0.002 :building_type: SmallOffice :compute_environment: aws_batch :datapoint_id: ddecd219-1b7d-441b-92bf-99546e29b88e :daylighting_type: NECB_Default :dcv_type: NECB_Default :door_construction_cond: NECB_Default :ecm_system_name: NECB_Default :enable_costing: true :epw_file: CAN_NS_Halifax.Dockyard.713280_CWEC2016.epw :erv_package: NECB_Default :ext_floor_cond: NECB_Default :ext_roof_cond: NECB_Default :ext_wall_cond: NECB_Default :fdwr_set: NECB_Default :fixed_wind_solar_trans: NECB_Default :fixed_window_cond: NECB_Default :furnace_eff: NECB_Default :glass_door_cond: NECB_Default :glass_door_solar_trans: NECB_Default :ground_floor_cond: NECB_Default :ground_roof_cond: NECB_Default :ground_wall_cond: NECB_Default :lights_scale: NECB_Default :lights_type: NECB_Default :overhead_door_cond: NECB_Default :primary_heating_fuel: Electricity :pv_ground_azimuth_angle: NECB_Default :pv_ground_module_description: NECB_Default :pv_ground_tilt_angle: NECB_Default :pv_ground_total_area_pv_panels_m2: NECB_Default :pv_ground_type: NECB_Default :rotation_degrees: NECB_Default :run_annual_simulation: true :s3_bucket: '834599497928' :scale_x: NECB_Default :scale_y: NECB_Default :scale_z: NECB_Default :shw_eff: NECB_Default :skylight_cond: NECB_Default :skylight_solar_trans: NECB_Default :srr_set: NECB_Default :template: NECB2017 | 0 | TRUE | 436.0572 |  | https://s3.console.aws.amazon.com/s3/buckets/834599497928?region=ca-central-1&prefix=sara.gilani/baseline-2021-03-24/6a87033d-ede6-4783-acf8-880bd0e50e61/output/ddecd219-1b7d-441b-92bf-99546e29b88e/ | 1.0.002 | 0 | 0 |  | 0 | 0 | tier_1 | 0
32 | 0 |  | NECB_Default | NECB_Default | NECB_Default | NECB_Default | NECB_Default | NECB_Default | NECB_Default | NECB_Default | SmallOffice | NECB2015 | CAN_ON_Toronto.Pearson.Intl.AP.716240_CWEC2016.epw | NaturalGas | NECB_Default | NECB_Default | NECB_Default | NECB_Default | NECB_Default | NECB_Default | NECB_Default | NECB_Default | NECB_Default | NECB_Default | NECB_Default | NECB_Default | NECB_Default | NECB_Default | NECB_Default | NECB_Default | NECB_Default | NECB_Default | NECB_Default | NECB_Default | NECB_Default | NECB_Default | NECB_Default | NECB_Default | NECB_Default | NECB_Default | NECB_Default | aws_batch | 834599497928 | [5 empty] | baseline-2021-03-24 | 6a87033d-ede6-4783-acf8-880bd0e50e61 | TRUE | TRUE | f035bd03-8398-4e3f-a2bc-5d98c3ae919f |  | 511.16 | 937.0967 | 40 | SmallOffice |  |  | 0 | SmallOffice | 1 |  | 1 | NECB2015 | 0.39751 | 2357.444 | 257.6272 | 77.7699 | 66.6977 | 18.7499 | 736.3662 | 315.5215 | TORONTO | ONTARIO | 1.964 | 6.639 | 0 | 8.6031 | 15.7355 | 1.1715 | 0 | 16.907 | 0 | 0.049945 | 0 | 0 | 0.35363 | 0.081951 | 0 | 0.080992 | 0.099988 | 0.12008 | 0.13434 | 0.0016629 | 0.48797 | 0.053349 | 41.4399 | 58.9866 | Natural Gas | 40 | 0.757 |  |  |  | 0.183 |  | 0.183 | 0.278 | 2.2 |  | 0 | Toronto Pearson Intl AP | CAN | 382 | 3615 | 43.677 | -79.631 | 5 | 3890 | ON | CAN_ON_Toronto.Pearson.Intl.AP.716240_CWEC2016.epw | 0 | 0 | 0 | 0 | 27.27 | 25.5708 | 0.2983 | 0.011666 | 109.03 | 0.1 | 2021-03-24 15:05:48 +0000 | eef80c06 | 0.2.11 | :adv_dx_units: NECB_Default :analysis_id: 6a87033d-ede6-4783-acf8-880bd0e50e61 :analysis_name: baseline-2021-03-24 :boiler_eff: NECB_Default :btap_batch_version: 1.0.002 :building_type: SmallOffice :compute_environment: aws_batch :datapoint_id: f035bd03-8398-4e3f-a2bc-5d98c3ae919f :daylighting_type: NECB_Default :dcv_type: NECB_Default :door_construction_cond: NECB_Default :ecm_system_name: NECB_Default :enable_costing: true :epw_file: CAN_ON_Toronto.Pearson.Intl.AP.716240_CWEC2016.epw :erv_package: NECB_Default :ext_floor_cond: NECB_Default :ext_roof_cond: NECB_Default :ext_wall_cond: NECB_Default :fdwr_set: NECB_Default :fixed_wind_solar_trans: NECB_Default :fixed_window_cond: NECB_Default :furnace_eff: NECB_Default :glass_door_cond: NECB_Default :glass_door_solar_trans: NECB_Default :ground_floor_cond: NECB_Default :ground_roof_cond: NECB_Default :ground_wall_cond: NECB_Default :lights_scale: NECB_Default :lights_type: NECB_Default :overhead_door_cond: NECB_Default :primary_heating_fuel: NaturalGas :pv_ground_azimuth_angle: NECB_Default :pv_ground_module_description: NECB_Default :pv_ground_tilt_angle: NECB_Default :pv_ground_total_area_pv_panels_m2: NECB_Default :pv_ground_type: NECB_Default :rotation_degrees: NECB_Default :run_annual_simulation: true :s3_bucket: '834599497928' :scale_x: NECB_Default :scale_y: NECB_Default :scale_z: NECB_Default :shw_eff: NECB_Default :skylight_cond: NECB_Default :skylight_solar_trans: NECB_Default :srr_set: NECB_Default :template: NECB2015 | 0 | TRUE | 436.3618 |  | https://s3.console.aws.amazon.com/s3/buckets/834599497928?region=ca-central-1&prefix=sara.gilani/baseline-2021-03-24/6a87033d-ede6-4783-acf8-880bd0e50e61/output/f035bd03-8398-4e3f-a2bc-5d98c3ae919f/ | 1.0.002 | 0 | 0 |  | 0 | 0 | tier_1 | 0
33 | 0 |  | NECB_Default | NECB_Default | NECB_Default | NECB_Default | NECB_Default | NECB_Default | NECB_Default | NECB_Default | SmallOffice | NECB2017 | CAN_BC_Vancouver.Intl.AP.718920_CWEC2016.epw | NaturalGas | NECB_Default | NECB_Default | NECB_Default | NECB_Default | NECB_Default | NECB_Default | NECB_Default | NECB_Default | NECB_Default | NECB_Default | NECB_Default | NECB_Default | NECB_Default | NECB_Default | NECB_Default | NECB_Default | NECB_Default | NECB_Default | NECB_Default | NECB_Default | NECB_Default | NECB_Default | NECB_Default | NECB_Default | NECB_Default | NECB_Default | NECB_Default | aws_batch | 834599497928 | [5 empty] | baseline-2021-03-24 | 6a87033d-ede6-4783-acf8-880bd0e50e61 | TRUE | TRUE | 913576e0-0bbe-4f8e-9d54-391eac0a7588 |  | 511.16 | 937.0967 | 40 | SmallOffice |  |  | 0 | SmallOffice | 1 |  | 1 | NECB2017 | 0.39751 | 2357.444 | 231.4341 | 65.1879 | 60.2677 | 18.1041 | 664.1892 | 289.1953 | VANCOUVER | BRITISH COLUMBIA | 0.90492 | 4.4027 | 0 | 5.3077 | 9.0366 | 0.98771 | 0 | 10.0243 | 0 | 0.039264 | 0 | 0 | 0.31929 | 0.079232 | 0 | 0.03541 | 0.099988 | 0.10003 | 0.087331 | 0.00078253 | 0.40662 | 0.051921 | 34.5971 | 42.5822 | Natural Gas | 40 | 0.757 |  |  |  | 0.227 |  | 0.193 | 0.315 | 2.1 |  | 0 | Vancouver Intl AP | CAN | 42 | 2797 | 49.195 | -123.184 | 4 | 2800 | BC | CAN_BC_Vancouver.Intl.AP.718920_CWEC2016.epw | 0 | 0 | 0 | 0 | 26.54 | 25.5708 | 0.2983 | 0.011666 | 109.03 | 0.1 | 2021-03-24 15:05:47 +0000 | eef80c06 | 0.2.11 | :adv_dx_units: NECB_Default :analysis_id: 6a87033d-ede6-4783-acf8-880bd0e50e61 :analysis_name: baseline-2021-03-24 :boiler_eff: NECB_Default :btap_batch_version: 1.0.002 :building_type: SmallOffice :compute_environment: aws_batch :datapoint_id: 913576e0-0bbe-4f8e-9d54-391eac0a7588 :daylighting_type: NECB_Default :dcv_type: NECB_Default :door_construction_cond: NECB_Default :ecm_system_name: NECB_Default :enable_costing: true :epw_file: CAN_BC_Vancouver.Intl.AP.718920_CWEC2016.epw :erv_package: NECB_Default :ext_floor_cond: NECB_Default :ext_roof_cond: NECB_Default :ext_wall_cond: NECB_Default :fdwr_set: NECB_Default :fixed_wind_solar_trans: NECB_Default :fixed_window_cond: NECB_Default :furnace_eff: NECB_Default :glass_door_cond: NECB_Default :glass_door_solar_trans: NECB_Default :ground_floor_cond: NECB_Default :ground_roof_cond: NECB_Default :ground_wall_cond: NECB_Default :lights_scale: NECB_Default :lights_type: NECB_Default :overhead_door_cond: NECB_Default :primary_heating_fuel: NaturalGas :pv_ground_azimuth_angle: NECB_Default :pv_ground_module_description: NECB_Default :pv_ground_tilt_angle: NECB_Default :pv_ground_total_area_pv_panels_m2: NECB_Default :pv_ground_type: NECB_Default :rotation_degrees: NECB_Default :run_annual_simulation: true :s3_bucket: '834599497928' :scale_x: NECB_Default :scale_y: NECB_Default :scale_z: NECB_Default :shw_eff: NECB_Default :skylight_cond: NECB_Default :skylight_solar_trans: NECB_Default :srr_set: NECB_Default :template: NECB2017 | 0 | TRUE | 435.7687 |  | https://s3.console.aws.amazon.com/s3/buckets/834599497928?region=ca-central-1&prefix=sara.gilani/baseline-2021-03-24/6a87033d-ede6-4783-acf8-880bd0e50e61/output/913576e0-0bbe-4f8e-9d54-391eac0a7588/ | 1.0.002 | 0 | 0 |  | 0 | 0 | tier_1 | 0
34 | 0 |  | NECB_Default | NECB_Default | NECB_Default | NECB_Default | NECB_Default | NECB_Default | NECB_Default | NECB_Default | SmallOffice | NECB2017 | CAN_AB_Edmonton.Intl.AP.711230_CWEC2016.epw | Electricity | NECB_Default | NECB_Default | NECB_Default | NECB_Default | NECB_Default | NECB_Default | NECB_Default | NECB_Default | NECB_Default | NECB_Default | NECB_Default | NECB_Default | NECB_Default | NECB_Default | NECB_Default | NECB_Default | NECB_Default | NECB_Default | NECB_Default | NECB_Default | NECB_Default | NECB_Default | NECB_Default | NECB_Default | NECB_Default | NECB_Default | NECB_Default | aws_batch | 834599497928 | [5 empty] | baseline-2021-03-24 | 6a87033d-ede6-4783-acf8-880bd0e50e61 | TRUE | TRUE | ec6b5af3-425a-45ba-a555-309f3d3ef5d5 |  | 511.16 | 937.0967 | 32.5 | SmallOffice |  |  | 0 | SmallOffice | 1 |  | 1 | NECB2017 | 0.39751 | 2357.444 | 247.5279 | 14.2459 | 67.2023 | 23.8808 | 683.3661 | 330.5092 | EDMONTON | ALBERTA | 95.8699 | 0 | 0 | 95.8699 | 9.0865 | 0 | 0 | 9.0865 | 0 | 0.033003 | 0 | 0 | 0.43683 | 0.07884 | 0.0082166 | 0.066555 | 0.099988 | 0.10003 | 0 | 0 | 0.43683 | 0.0502 | 73.0615 | 0 | Electricity | 32.5 | 0.757 |  |  |  | 0.162 |  | 0.138 | 0.21 | 1.9 |  | 0 | Edmonton Intl AP | CAN | 23 | 5588 | 53.31 | -113.579 | 7a | 5120 | AB | CAN_AB_Edmonton.Intl.AP.711230_CWEC2016.epw | 0 | 0.070205 | 0.0027455 | 25.66 | 0 | 25.5708 | 0.2983 | 0.011666 | 109.03 | 0.1 | 2021-03-24 15:05:48 +0000 | eef80c06 | 0.2.11 | :adv_dx_units: NECB_Default :analysis_id: 6a87033d-ede6-4783-acf8-880bd0e50e61 :analysis_name: baseline-2021-03-24 :boiler_eff: NECB_Default :btap_batch_version: 1.0.002 :building_type: SmallOffice :compute_environment: aws_batch :datapoint_id: ec6b5af3-425a-45ba-a555-309f3d3ef5d5 :daylighting_type: NECB_Default :dcv_type: NECB_Default :door_construction_cond: NECB_Default :ecm_system_name: NECB_Default :enable_costing: true :epw_file: CAN_AB_Edmonton.Intl.AP.711230_CWEC2016.epw :erv_package: NECB_Default :ext_floor_cond: NECB_Default :ext_roof_cond: NECB_Default :ext_wall_cond: NECB_Default :fdwr_set: NECB_Default :fixed_wind_solar_trans: NECB_Default :fixed_window_cond: NECB_Default :furnace_eff: NECB_Default :glass_door_cond: NECB_Default :glass_door_solar_trans: NECB_Default :ground_floor_cond: NECB_Default :ground_roof_cond: NECB_Default :ground_wall_cond: NECB_Default :lights_scale: NECB_Default :lights_type: NECB_Default :overhead_door_cond: NECB_Default :primary_heating_fuel: Electricity :pv_ground_azimuth_angle: NECB_Default :pv_ground_module_description: NECB_Default :pv_ground_tilt_angle: NECB_Default :pv_ground_total_area_pv_panels_m2: NECB_Default :pv_ground_type: NECB_Default :rotation_degrees: NECB_Default :run_annual_simulation: true :s3_bucket: '834599497928' :scale_x: NECB_Default :scale_y: NECB_Default :scale_z: NECB_Default :shw_eff: NECB_Default :skylight_cond: NECB_Default :skylight_solar_trans: NECB_Default :srr_set: NECB_Default :template: NECB2017 | 0 | TRUE | 436.8767 |  | https://s3.console.aws.amazon.com/s3/buckets/834599497928?region=ca-central-1&prefix=sara.gilani/baseline-2021-03-24/6a87033d-ede6-4783-acf8-880bd0e50e61/output/ec6b5af3-425a-45ba-a555-309f3d3ef5d5/ | 1.0.002 | 0 | 0 |  | 0 | 0 | tier_1 | 0
35 | 0 |  | NECB_Default | NECB_Default | NECB_Default | NECB_Default | NECB_Default | NECB_Default | NECB_Default | NECB_Default | SmallOffice | NECB2017 | CAN_ON_Toronto.Pearson.Intl.AP.716240_CWEC2016.epw | NaturalGas | NECB_Default | NECB_Default | NECB_Default | NECB_Default | NECB_Default | NECB_Default | NECB_Default | NECB_Default | NECB_Default | NECB_Default | NECB_Default | NECB_Default | NECB_Default | NECB_Default | NECB_Default | NECB_Default | NECB_Default | NECB_Default | NECB_Default | NECB_Default | NECB_Default | NECB_Default | NECB_Default | NECB_Default | NECB_Default | NECB_Default | NECB_Default | aws_batch | 834599497928 | [5 empty] | baseline-2021-03-24 | 6a87033d-ede6-4783-acf8-880bd0e50e61 | TRUE | TRUE | 93ca71a6-f471-4d13-866a-dd690ae111f7 |  | 511.16 | 937.0967 | 40 | SmallOffice |  |  | 0 | SmallOffice | 1 |  | 1 | NECB2017 | 0.39751 | 2357.444 | 265.0326 | 75.4321 | 66.6977 | 18.7499 | 739.7377 | 313.8254 | TORONTO | ONTARIO | 1.87 | 5.2188 | 0 | 7.0888 | 14.9825 | 0.92086 | 0 | 15.9033 | 0 | 0.048028 | 0 | 0 | 0.33667 | 0.079036 | 0.0082166 | 0.052254 | 0.099988 | 0.10003 | 0.10562 | 0.0013694 | 0.44229 | 0.053369 | 38.9877 | 56.065 | Natural Gas | 40 | 0.757 |  |  |  | 0.183 |  | 0.156 | 0.278 | 1.9 |  | 0 | Toronto Pearson Intl AP | CAN | 382 | 3615 | 43.677 | -79.631 | 5 | 3890 | ON | CAN_ON_Toronto.Pearson.Intl.AP.716240_CWEC2016.epw | 0 | 0 | 0 | 0 | 27.28 | 25.5708 | 0.2983 | 0.011666 | 109.03 | 0.1 | 2021-03-24 15:05:58 +0000 | eef80c06 | 0.2.11 | :adv_dx_units: NECB_Default :analysis_id: 6a87033d-ede6-4783-acf8-880bd0e50e61 :analysis_name: baseline-2021-03-24 :boiler_eff: NECB_Default :btap_batch_version: 1.0.002 :building_type: SmallOffice :compute_environment: aws_batch :datapoint_id: 93ca71a6-f471-4d13-866a-dd690ae111f7 :daylighting_type: NECB_Default :dcv_type: NECB_Default :door_construction_cond: NECB_Default :ecm_system_name: NECB_Default :enable_costing: true :epw_file: CAN_ON_Toronto.Pearson.Intl.AP.716240_CWEC2016.epw :erv_package: NECB_Default :ext_floor_cond: NECB_Default :ext_roof_cond: NECB_Default :ext_wall_cond: NECB_Default :fdwr_set: NECB_Default :fixed_wind_solar_trans: NECB_Default :fixed_window_cond: NECB_Default :furnace_eff: NECB_Default :glass_door_cond: NECB_Default :glass_door_solar_trans: NECB_Default :ground_floor_cond: NECB_Default :ground_roof_cond: NECB_Default :ground_wall_cond: NECB_Default :lights_scale: NECB_Default :lights_type: NECB_Default :overhead_door_cond: NECB_Default :primary_heating_fuel: NaturalGas :pv_ground_azimuth_angle: NECB_Default :pv_ground_module_description: NECB_Default :pv_ground_tilt_angle: NECB_Default :pv_ground_total_area_pv_panels_m2: NECB_Default :pv_ground_type: NECB_Default :rotation_degrees: NECB_Default :run_annual_simulation: true :s3_bucket: '834599497928' :scale_x: NECB_Default :scale_y: NECB_Default :scale_z: NECB_Default :shw_eff: NECB_Default :skylight_cond: NECB_Default :skylight_solar_trans: NECB_Default :srr_set: NECB_Default :template: NECB2017 | 0 | TRUE | 436.7165 |  | https://s3.console.aws.amazon.com/s3/buckets/834599497928?region=ca-central-1&prefix=sara.gilani/baseline-2021-03-24/6a87033d-ede6-4783-acf8-880bd0e50e61/output/93ca71a6-f471-4d13-866a-dd690ae111f7/ | 1.0.002 | 0 | 0 |  | 0 | 0 | tier_1 | 0
36 | 0 |  | NECB_Default | NECB_Default | NECB_Default | NECB_Default | NECB_Default | NECB_Default | NECB_Default | NECB_Default | SmallOffice | NECB2017 | CAN_AB_Calgary.Intl.AP.718770_CWEC2016.epw | Electricity | NECB_Default | NECB_Default | NECB_Default | NECB_Default | NECB_Default | NECB_Default | NECB_Default | NECB_Default | NECB_Default | NECB_Default | NECB_Default | NECB_Default | NECB_Default | NECB_Default | NECB_Default | NECB_Default | NECB_Default | NECB_Default | NECB_Default | NECB_Default | NECB_Default | NECB_Default | NECB_Default | NECB_Default | NECB_Default | NECB_Default | NECB_Default | aws_batch | 834599497928 | [5 empty] | baseline-2021-03-24 | 6a87033d-ede6-4783-acf8-880bd0e50e61 | TRUE | TRUE | 4fa8c705-2ebd-4ff3-a834-0905fa741522 |  | 511.16 | 937.0967 | 33.3 | SmallOffice |  |  | 0 | SmallOffice | 1 |  | 1 | NECB2017 | 0.39751 | 2357.444 | 247.4832 | 14.2396 | 66.3663 | 23.8932 | 696.3584 | 344.3759 | CALGARY | ALBERTA | 92.109 | 0 | 0 | 92.109 | 8.73 | 0 | 0 | 8.73 | 0 | 0.037288 | 0 | 0 | 0.41971 | 0.08334 | 0.0082166 | 0.042335 | 0.099988 | 0.10003 | 0 | 0 | 0.41971 | 0.048517 | 58.9888 | 0 | Electricity | 33.3 | 0.757 |  |  |  | 0.162 |  | 0.138 | 0.21 | 1.9 |  | 0 | Calgary Intl AP | CAN | 64 | 4781 | 51.114 | -114.02 | 7a | 5000 | AB | CAN_AB_Calgary.Intl.AP.718770_CWEC2016.epw | 0 | 0.067852 | 0.0026535 | 24.8 | 0 | 25.5708 | 0.2983 | 0.011666 | 109.03 | 0.1 | 2021-03-24 15:05:55 +0000 | eef80c06 | 0.2.11 | :adv_dx_units: NECB_Default :analysis_id: 6a87033d-ede6-4783-acf8-880bd0e50e61 :analysis_name: baseline-2021-03-24 :boiler_eff: NECB_Default :btap_batch_version: 1.0.002 :building_type: SmallOffice :compute_environment: aws_batch :datapoint_id: 4fa8c705-2ebd-4ff3-a834-0905fa741522 :daylighting_type: NECB_Default :dcv_type: NECB_Default :door_construction_cond: NECB_Default :ecm_system_name: NECB_Default :enable_costing: true :epw_file: CAN_AB_Calgary.Intl.AP.718770_CWEC2016.epw :erv_package: NECB_Default :ext_floor_cond: NECB_Default :ext_roof_cond: NECB_Default :ext_wall_cond: NECB_Default :fdwr_set: NECB_Default :fixed_wind_solar_trans: NECB_Default :fixed_window_cond: NECB_Default :furnace_eff: NECB_Default :glass_door_cond: NECB_Default :glass_door_solar_trans: NECB_Default :ground_floor_cond: NECB_Default :ground_roof_cond: NECB_Default :ground_wall_cond: NECB_Default :lights_scale: NECB_Default :lights_type: NECB_Default :overhead_door_cond: NECB_Default :primary_heating_fuel: Electricity :pv_ground_azimuth_angle: NECB_Default :pv_ground_module_description: NECB_Default :pv_ground_tilt_angle: NECB_Default :pv_ground_total_area_pv_panels_m2: NECB_Default :pv_ground_type: NECB_Default :rotation_degrees: NECB_Default :run_annual_simulation: true :s3_bucket: '834599497928' :scale_x: NECB_Default :scale_y: NECB_Default :scale_z: NECB_Default :shw_eff: NECB_Default :skylight_cond: NECB_Default :skylight_solar_trans: NECB_Default :srr_set: NECB_Default :template: NECB2017 | 0 | TRUE | 436.8185 |  | https://s3.console.aws.amazon.com/s3/buckets/834599497928?region=ca-central-1&prefix=sara.gilani/baseline-2021-03-24/6a87033d-ede6-4783-acf8-880bd0e50e61/output/4fa8c705-2ebd-4ff3-a834-0905fa741522/ | 1.0.002 | 0 | 0 |  | 0 | 0 | tier_1 | 0
37 | 0 |  | NECB_Default | NECB_Default | NECB_Default | NECB_Default | NECB_Default | NECB_Default | NECB_Default | NECB_Default | SmallOffice | NECB2017 | CAN_YT_Whitehorse.Intl.AP.719640_CWEC2016.epw | NaturalGas | NECB_Default | NECB_Default | NECB_Default | NECB_Default | NECB_Default | NECB_Default | NECB_Default | NECB_Default | NECB_Default | NECB_Default | NECB_Default | NECB_Default | NECB_Default | NECB_Default | NECB_Default | NECB_Default | NECB_Default | NECB_Default | NECB_Default | NECB_Default | NECB_Default | NECB_Default | NECB_Default | NECB_Default | NECB_Default | NECB_Default | NECB_Default | aws_batch | 834599497928 | [5 empty] | baseline-2021-03-24 | 6a87033d-ede6-4783-acf8-880bd0e50e61 | TRUE | TRUE | 3f19c274-227b-4a80-bec0-1b003e7b872e |  | 511.16 | 937.0967 | 22.8 | SmallOffice |  |  | 0 | SmallOffice | 1 |  | 1 | NECB2017 | 0.39751 | 2357.444 | 192.3951 | 67.6999 | 59.5632 | 17.5469 | 589.2419 | 252.0369 | WHITEHORSE | YUKON | 4.6126 | 8.9998 | 0 | 13.6124 | 10.5635 | 1.6404 | 0 | 12.2039 | 0 | 0.020874 | 0 | 0 | 0.29654 | 0.065655 | 0.0082166 | 0.11893 | 0.099988 | 0.10003 | 0.18086 | 0.0017803 | 0.4774 | 0.061938 | 32.3351 | 63.0921 | Natural Gas | 22.8 | 0.757 |  |  |  | 0.162 |  | 0.138 | 0.21 | 1.9 |  | 0 | Whitehorse Intl AP | CAN | 5 | 6491 | 60.709 | -135.069 | 7b | 6580 | YT | CAN_YT_Whitehorse.Intl.AP.719640_CWEC2016.epw | 0 | 0 | 0 | 0 | 31.66 | 25.5708 | 0.2983 | 0.011666 | 109.03 | 0.1 | 2021-03-24 15:05:51 +0000 | eef80c06 | 0.2.11 | :adv_dx_units: NECB_Default :analysis_id: 6a87033d-ede6-4783-acf8-880bd0e50e61 :analysis_name: baseline-2021-03-24 :boiler_eff: NECB_Default :btap_batch_version: 1.0.002 :building_type: SmallOffice :compute_environment: aws_batch :datapoint_id: 3f19c274-227b-4a80-bec0-1b003e7b872e :daylighting_type: NECB_Default :dcv_type: NECB_Default :door_construction_cond: NECB_Default :ecm_system_name: NECB_Default :enable_costing: true :epw_file: CAN_YT_Whitehorse.Intl.AP.719640_CWEC2016.epw :erv_package: NECB_Default :ext_floor_cond: NECB_Default :ext_roof_cond: NECB_Default :ext_wall_cond: NECB_Default :fdwr_set: NECB_Default :fixed_wind_solar_trans: NECB_Default :fixed_window_cond: NECB_Default :furnace_eff: NECB_Default :glass_door_cond: NECB_Default :glass_door_solar_trans: NECB_Default :ground_floor_cond: NECB_Default :ground_roof_cond: NECB_Default :ground_wall_cond: NECB_Default :lights_scale: NECB_Default :lights_type: NECB_Default :overhead_door_cond: NECB_Default :primary_heating_fuel: NaturalGas :pv_ground_azimuth_angle: NECB_Default :pv_ground_module_description: NECB_Default :pv_ground_tilt_angle: NECB_Default :pv_ground_total_area_pv_panels_m2: NECB_Default :pv_ground_type: NECB_Default :rotation_degrees: NECB_Default :run_annual_simulation: true :s3_bucket: '834599497928' :scale_x: NECB_Default :scale_y: NECB_Default :scale_z: NECB_Default :shw_eff: NECB_Default :skylight_cond: NECB_Default :skylight_solar_trans: NECB_Default :srr_set: NECB_Default :template: NECB2017 | 0 | TRUE | 436.79 |  | https://s3.console.aws.amazon.com/s3/buckets/834599497928?region=ca-central-1&prefix=sara.gilani/baseline-2021-03-24/6a87033d-ede6-4783-acf8-880bd0e50e61/output/3f19c274-227b-4a80-bec0-1b003e7b872e/ | 1.0.002 | 0 | 0 |  | 0 | 0 | tier_1 | 0
38 | 0 |  | NECB_Default | NECB_Default | NECB_Default | NECB_Default | NECB_Default | NECB_Default | NECB_Default | NECB_Default | SmallOffice | NECB2015 | CAN_YT_Whitehorse.Intl.AP.719640_CWEC2016.epw | NaturalGas | NECB_Default | NECB_Default | NECB_Default | NECB_Default | NECB_Default | NECB_Default | NECB_Default | NECB_Default | NECB_Default | NECB_Default | NECB_Default | NECB_Default | NECB_Default | NECB_Default | NECB_Default | NECB_Default | NECB_Default | NECB_Default | NECB_Default | NECB_Default | NECB_Default | NECB_Default | NECB_Default | NECB_Default | NECB_Default | NECB_Default | NECB_Default | aws_batch | 834599497928 | [5 empty] | baseline-2021-03-24 | 6a87033d-ede6-4783-acf8-880bd0e50e61 | TRUE | TRUE | d84bb35f-be7c-4ab1-a892-abdd5dc964cd |  | 511.16 | 937.0967 | 22.8 | SmallOffice |  |  | 0 | SmallOffice | 1 |  | 1 | NECB2015 | 0.39751 | 2357.444 | 188.2108 | 67.9005 | 59.5632 | 17.5469 | 585.4092 | 252.1879 | WHITEHORSE | YUKON | 4.8512 | 11.3031 | 0 | 16.1542 | 11.1098 | 2.0603 | 0 | 13.1701 | 0 | 0.02152 | 0 | 0 | 0.3119 | 0.068257 | 0 | 0.16521 | 0.099988 | 0.12008 | 0.22715 | 0.0020542 | 0.53905 | 0.061938 | 34.0881 | 66.7623 | Natural Gas | 22.8 | 0.757 |  |  |  | 0.162 |  | 0.162 | 0.21 | 2.2 |  | 0 | Whitehorse Intl AP | CAN | 5 | 6491 | 60.709 | -135.069 | 7b | 6580 | YT | CAN_YT_Whitehorse.Intl.AP.719640_CWEC2016.epw | 0 | 0 | 0 | 0 | 31.66 | 25.5708 | 0.2983 | 0.011666 | 109.03 | 0.1 | 2021-03-24 15:05:56 +0000 | eef80c06 | 0.2.11 | :adv_dx_units: NECB_Default :analysis_id: 6a87033d-ede6-4783-acf8-880bd0e50e61 :analysis_name: baseline-2021-03-24 :boiler_eff: NECB_Default :btap_batch_version: 1.0.002 :building_type: SmallOffice :compute_environment: aws_batch :datapoint_id: d84bb35f-be7c-4ab1-a892-abdd5dc964cd :daylighting_type: NECB_Default :dcv_type: NECB_Default :door_construction_cond: NECB_Default :ecm_system_name: NECB_Default :enable_costing: true :epw_file: CAN_YT_Whitehorse.Intl.AP.719640_CWEC2016.epw :erv_package: NECB_Default :ext_floor_cond: NECB_Default :ext_roof_cond: NECB_Default :ext_wall_cond: NECB_Default :fdwr_set: NECB_Default :fixed_wind_solar_trans: NECB_Default :fixed_window_cond: NECB_Default :furnace_eff: NECB_Default :glass_door_cond: NECB_Default :glass_door_solar_trans: NECB_Default :ground_floor_cond: NECB_Default :ground_roof_cond: NECB_Default :ground_wall_cond: NECB_Default :lights_scale: NECB_Default :lights_type: NECB_Default :overhead_door_cond: NECB_Default :primary_heating_fuel: NaturalGas :pv_ground_azimuth_angle: NECB_Default :pv_ground_module_description: NECB_Default :pv_ground_tilt_angle: NECB_Default :pv_ground_total_area_pv_panels_m2: NECB_Default :pv_ground_type: NECB_Default :rotation_degrees: NECB_Default :run_annual_simulation: true :s3_bucket: '834599497928' :scale_x: NECB_Default :scale_y: NECB_Default :scale_z: NECB_Default :shw_eff: NECB_Default :skylight_cond: NECB_Default :skylight_solar_trans: NECB_Default :srr_set: NECB_Default :template: NECB2015 | 0 | TRUE | 438.1456 |  | https://s3.console.aws.amazon.com/s3/buckets/834599497928?region=ca-central-1&prefix=sara.gilani/baseline-2021-03-24/6a87033d-ede6-4783-acf8-880bd0e50e61/output/d84bb35f-be7c-4ab1-a892-abdd5dc964cd/ | 1.0.002 | 0 | 0 |  | 0 | 0 | tier_1 | 0
39 | 0 |  | NECB_Default | NECB_Default | NECB_Default | NECB_Default | NECB_Default | NECB_Default | NECB_Default | NECB_Default | SmallOffice | NECB2017 | CAN_YT_Whitehorse.Intl.AP.719640_CWEC2016.epw | Electricity | NECB_Default | NECB_Default | NECB_Default | NECB_Default | NECB_Default | NECB_Default | NECB_Default | NECB_Default | NECB_Default | NECB_Default | NECB_Default | NECB_Default | NECB_Default | NECB_Default | NECB_Default | NECB_Default | NECB_Default | NECB_Default | NECB_Default | NECB_Default | NECB_Default | NECB_Default | NECB_Default | NECB_Default | NECB_Default | NECB_Default | NECB_Default | aws_batch | 834599497928 | [5 empty] | baseline-2021-03-24 | 6a87033d-ede6-4783-acf8-880bd0e50e61 | TRUE | TRUE | 2079a0b5-2bd0-4075-96d6-d23e488756a5 |  | 511.16 | 937.0967 | 22.8 | SmallOffice |  |  | 0 | SmallOffice | 1 |  | 1 | NECB2017 | 0.39751 | 2357.444 | 192.3951 | 12.0131 | 59.5632 | 23.1184 | 556.7888 | 269.699 | WHITEHORSE | YUKON | 6.916 | 0 | 0 | 6.916 | 15.8386 | 0 | 0 | 15.8386 | 0 | 0.020874 | 0 | 0 | 0.44464 | 0.065479 | 0.0082166 | 0.09813 | 0.099988 | 0.10003 | 0 | 0 | 0.44464 | 0.051921 | 74.4081 | 0 | Electricity | 22.8 | 0.757 |  |  |  | 0.162 |  | 0.138 | 0.21 | 1.9 |  | 0 | Whitehorse Intl AP | CAN | 5 | 6491 | 60.709 | -135.069 | 7b | 6580 | YT | CAN_YT_Whitehorse.Intl.AP.719640_CWEC2016.epw | 0 | 0.072613 | 0.0028397 | 26.54 | 0 | 25.5708 | 0.2983 | 0.011666 | 109.03 | 0.1 | 2021-03-24 15:05:58 +0000 | eef80c06 | 0.2.11 | :adv_dx_units: NECB_Default :analysis_id: 6a87033d-ede6-4783-acf8-880bd0e50e61 :analysis_name: baseline-2021-03-24 :boiler_eff: NECB_Default :btap_batch_version: 1.0.002 :building_type: SmallOffice :compute_environment: aws_batch :datapoint_id: 2079a0b5-2bd0-4075-96d6-d23e488756a5 :daylighting_type: NECB_Default :dcv_type: NECB_Default :door_construction_cond: NECB_Default :ecm_system_name: NECB_Default :enable_costing: true :epw_file: CAN_YT_Whitehorse.Intl.AP.719640_CWEC2016.epw :erv_package: NECB_Default :ext_floor_cond: NECB_Default :ext_roof_cond: NECB_Default :ext_wall_cond: NECB_Default :fdwr_set: NECB_Default :fixed_wind_solar_trans: NECB_Default :fixed_window_cond: NECB_Default :furnace_eff: NECB_Default :glass_door_cond: NECB_Default :glass_door_solar_trans: NECB_Default :ground_floor_cond: NECB_Default :ground_roof_cond: NECB_Default :ground_wall_cond: NECB_Default :lights_scale: NECB_Default :lights_type: NECB_Default :overhead_door_cond: NECB_Default :primary_heating_fuel: Electricity :pv_ground_azimuth_angle: NECB_Default :pv_ground_module_description: NECB_Default :pv_ground_tilt_angle: NECB_Default :pv_ground_total_area_pv_panels_m2: NECB_Default :pv_ground_type: NECB_Default :rotation_degrees: NECB_Default :run_annual_simulation: true :s3_bucket: '834599497928' :scale_x: NECB_Default :scale_y: NECB_Default :scale_z: NECB_Default :shw_eff: NECB_Default :skylight_cond: NECB_Default :skylight_solar_trans: NECB_Default :srr_set: NECB_Default :template: NECB2017 | 0 | TRUE | 437.3805 |  | https://s3.console.aws.amazon.com/s3/buckets/834599497928?region=ca-central-1&prefix=sara.gilani/baseline-2021-03-24/6a87033d-ede6-4783-acf8-880bd0e50e61/output/2079a0b5-2bd0-4075-96d6-d23e488756a5/ | 1.0.002 | 0 | 0 |  | 0 | 0 | tier_1 | 0
40 | 0 |  | NECB_Default | NECB_Default | NECB_Default | NECB_Default | NECB_Default | NECB_Default | NECB_Default | NECB_Default | SmallOffice | NECB2017 | CAN_AB_Calgary.Intl.AP.718770_CWEC2016.epw | NaturalGas | NECB_Default | NECB_Default | NECB_Default | NECB_Default | NECB_Default | NECB_Default | NECB_Default | NECB_Default | NECB_Default | NECB_Default | NECB_Default | NECB_Default | NECB_Default | NECB_Default | NECB_Default | NECB_Default | NECB_Default | NECB_Default | NECB_Default | NECB_Default | NECB_Default | NECB_Default | NECB_Default | NECB_Default | NECB_Default | NECB_Default | NECB_Default | aws_batch | 834599497928 | [5 empty] | baseline-2021-03-24 | 6a87033d-ede6-4783-acf8-880bd0e50e61 | TRUE | TRUE | 09bd0810-c142-4e17-986b-a47e88e4c1ef |  | 511.16 | 937.0967 | 33.3 | SmallOffice |  |  | 0 | SmallOffice | 1 |  | 1 | NECB2017 | 0.39751 | 2357.444 | 247.4832 | 73.4139 | 66.3663 | 18.5248 | 734.0976 | 328.3095 | CALGARY | ALBERTA | 72.4627 | 5.4563 | 0 | 77.919 | 6.868 | 0.38926 | 0 | 7.2572 | 0 | 0.037288 | 0 | 0 | 0.33017 | 0.083379 | 0.0082166 | 0.050434 | 0.099988 | 0.10003 | 0.10815 | 0.0012716 | 0.43832 | 0.057712 | 36.7515 | 55.9542 | Natural Gas | 33.3 | 0.757 |  |  |  | 0.162 |  | 0.138 | 0.21 | 1.9 |  | 0 | Calgary Intl AP | CAN | 64 | 4781 | 51.114 | -114.02 | 7a | 5000 | AB | CAN_AB_Calgary.Intl.AP.718770_CWEC2016.epw | 0 | 0 | 0 | 0 | 29.5 | 25.5708 | 0.2983 | 0.011666 | 109.03 | 0.1 | 2021-03-24 15:05:55 +0000 | eef80c06 | 0.2.11 | :adv_dx_units: NECB_Default :analysis_id: 6a87033d-ede6-4783-acf8-880bd0e50e61 :analysis_name: baseline-2021-03-24 :boiler_eff: NECB_Default :btap_batch_version: 1.0.002 :building_type: SmallOffice :compute_environment: aws_batch :datapoint_id: 09bd0810-c142-4e17-986b-a47e88e4c1ef :daylighting_type: NECB_Default :dcv_type: NECB_Default :door_construction_cond: NECB_Default :ecm_system_name: NECB_Default :enable_costing: true :epw_file: CAN_AB_Calgary.Intl.AP.718770_CWEC2016.epw :erv_package: NECB_Default :ext_floor_cond: NECB_Default :ext_roof_cond: NECB_Default :ext_wall_cond: NECB_Default :fdwr_set: NECB_Default :fixed_wind_solar_trans: NECB_Default :fixed_window_cond: NECB_Default :furnace_eff: NECB_Default :glass_door_cond: NECB_Default :glass_door_solar_trans: NECB_Default :ground_floor_cond: NECB_Default :ground_roof_cond: NECB_Default :ground_wall_cond: NECB_Default :lights_scale: NECB_Default :lights_type: NECB_Default :overhead_door_cond: NECB_Default :primary_heating_fuel: NaturalGas :pv_ground_azimuth_angle: NECB_Default :pv_ground_module_description: NECB_Default :pv_ground_tilt_angle: NECB_Default :pv_ground_total_area_pv_panels_m2: NECB_Default :pv_ground_type: NECB_Default :rotation_degrees: NECB_Default :run_annual_simulation: true :s3_bucket: '834599497928' :scale_x: NECB_Default :scale_y: NECB_Default :scale_z: NECB_Default :shw_eff: NECB_Default :skylight_cond: NECB_Default :skylight_solar_trans: NECB_Default :srr_set: NECB_Default :template: NECB2017 | 0 | TRUE | 437.5642 |  | https://s3.console.aws.amazon.com/s3/buckets/834599497928?region=ca-central-1&prefix=sara.gilani/baseline-2021-03-24/6a87033d-ede6-4783-acf8-880bd0e50e61/output/09bd0810-c142-4e17-986b-a47e88e4c1ef/ | 1.0.002 | 0 | 0 |  | 0 | 0 | tier_1 | 0
41 | 0 |  | NECB_Default | NECB_Default | NECB_Default | NECB_Default | NECB_Default | NECB_Default | NECB_Default | NECB_Default | SmallOffice | NECB2017 | CAN_ON_Toronto.Pearson.Intl.AP.716240_CWEC2016.epw | Electricity | NECB_Default | NECB_Default | NECB_Default | NECB_Default | NECB_Default | NECB_Default | NECB_Default | NECB_Default | NECB_Default | NECB_Default | NECB_Default | NECB_Default | NECB_Default | NECB_Default | NECB_Default | NECB_Default | NECB_Default | NECB_Default | NECB_Default | NECB_Default | NECB_Default | NECB_Default | NECB_Default | NECB_Default | NECB_Default | NECB_Default | NECB_Default | aws_batch | 834599497928 | [5 empty] | baseline-2021-03-24 | 6a87033d-ede6-4783-acf8-880bd0e50e61 | TRUE | TRUE | 5179d00d-d872-46b4-b02d-46464af3f840 |  | 511.16 | 937.0967 | 40 | SmallOffice |  |  | 0 | SmallOffice | 1 |  | 1 | NECB2017 | 0.39751 | 2357.444 | 265.0326 | 14.9035 | 66.6977 | 23.9822 | 700.7094 | 330.0935 | TORONTO | ONTARIO | 2.355 | 0 | 0 | 2.355 | 18.8678 | 0 | 0 | 18.8678 | 0 | 0.048028 | 0 | 0 | 0.424 | 0.078742 | 0.0082166 | 0.044018 | 0.099988 | 0.10003 | 0 | 0 | 0.424 | 0.044976 | 55.7745 | 0 | Electricity | 40 | 0.757 |  |  |  | 0.183 |  | 0.156 | 0.278 | 1.9 |  | 0 | Toronto Pearson Intl AP | CAN | 382 | 3615 | 43.677 | -79.631 | 5 | 3890 | ON | CAN_ON_Toronto.Pearson.Intl.AP.716240_CWEC2016.epw | 0 | 0.0629 | 0.0024598 | 22.99 | 0 | 25.5708 | 0.2983 | 0.011666 | 109.03 | 0.1 | 2021-03-24 15:05:49 +0000 | eef80c06 | 0.2.11 | :adv_dx_units: NECB_Default :analysis_id: 6a87033d-ede6-4783-acf8-880bd0e50e61 :analysis_name: baseline-2021-03-24 :boiler_eff: NECB_Default :btap_batch_version: 1.0.002 :building_type: SmallOffice :compute_environment: aws_batch :datapoint_id: 5179d00d-d872-46b4-b02d-46464af3f840 :daylighting_type: NECB_Default :dcv_type: NECB_Default :door_construction_cond: NECB_Default :ecm_system_name: NECB_Default :enable_costing: true :epw_file: CAN_ON_Toronto.Pearson.Intl.AP.716240_CWEC2016.epw :erv_package: NECB_Default :ext_floor_cond: NECB_Default :ext_roof_cond: NECB_Default :ext_wall_cond: NECB_Default :fdwr_set: NECB_Default :fixed_wind_solar_trans: NECB_Default :fixed_window_cond: NECB_Default :furnace_eff: NECB_Default :glass_door_cond: NECB_Default :glass_door_solar_trans: NECB_Default :ground_floor_cond: NECB_Default :ground_roof_cond: NECB_Default :ground_wall_cond: NECB_Default :lights_scale: NECB_Default :lights_type: NECB_Default :overhead_door_cond: NECB_Default :primary_heating_fuel: Electricity :pv_ground_azimuth_angle: NECB_Default :pv_ground_module_description: NECB_Default :pv_ground_tilt_angle: NECB_Default :pv_ground_total_area_pv_panels_m2: NECB_Default :pv_ground_type: NECB_Default :rotation_degrees: NECB_Default :run_annual_simulation: true :s3_bucket: '834599497928' :scale_x: NECB_Default :scale_y: NECB_Default :scale_z: NECB_Default :shw_eff: NECB_Default :skylight_cond: NECB_Default :skylight_solar_trans: NECB_Default :srr_set: NECB_Default :template: NECB2017 | 0 | TRUE | 437.9019 |  | https://s3.console.aws.amazon.com/s3/buckets/834599497928?region=ca-central-1&prefix=sara.gilani/baseline-2021-03-24/6a87033d-ede6-4783-acf8-880bd0e50e61/output/5179d00d-d872-46b4-b02d-46464af3f840/ | 1.0.002 | 0 | 0 |  | 0 | 0 | tier_1 | 0
42 | 0 |  | NECB_Default | NECB_Default | NECB_Default | NECB_Default | NECB_Default | NECB_Default | NECB_Default | NECB_Default | MediumOffice | NECB2011 | CAN_AB_Edmonton.Intl.AP.711230_CWEC2016.epw | Electricity | NECB_Default | NECB_Default | NECB_Default | NECB_Default | NECB_Default | NECB_Default | NECB_Default | NECB_Default | NECB_Default | NECB_Default | NECB_Default | NECB_Default | NECB_Default | NECB_Default | NECB_Default | NECB_Default | NECB_Default | NECB_Default | NECB_Default | NECB_Default | NECB_Default | NECB_Default | NECB_Default | NECB_Default | NECB_Default | NECB_Default | NECB_Default | aws_batch | 834599497928 | [5 empty] | baseline-2021-03-24 | 6a87033d-ede6-4783-acf8-880bd0e50e61 | TRUE | TRUE | 1a8bde26-c935-4193-adc3-d3ad5e658719 |  | 4982.19 | 3638.3973 | 32.5 | MediumOffice |  |  | 0 | MediumOffice | 3 |  | 3 | NECB2011 | 0.1843 | 19741.4134 | 84.0628 | 49.3172 | 67.2026 | 11.5279 | 394.0761 | 181.9655 | EDMONTON | ALBERTA | 112.6111 | 0 | 0 | 112.6111 | 10.6732 | 0 | 0 | 10.6732 | 0 | 0.019345 | 0 | 0 | 0.51314 | 0.076031 | 0 | 0.14575 | 0.099954 | 0.11619 | 0 | 0.0062944 | 0.51314 | 0.048433 | 63.6177 | 0 | Electricity | 32.5 | 0.757 | [5 empty] | 0.162 | 0.21 | 2.2 |  | 0 | Edmonton Intl AP | CAN | 23 | 5588 | 53.31 | -113.579 | 7a | 5120 | AB | CAN_AB_Edmonton.Intl.AP.711230_CWEC2016.epw | 0 | 0.66019 | 0.0026476 | 241.3 | 0 | 249.3589 | 2.9448 | 0.011809 | 1076.31 | 0.1 | 2021-03-24 15:07:06 +0000 | eef80c06 | 0.2.11 | :adv_dx_units: NECB_Default :analysis_id: 6a87033d-ede6-4783-acf8-880bd0e50e61 :analysis_name: baseline-2021-03-24 :boiler_eff: NECB_Default :btap_batch_version: 1.0.002 :building_type: MediumOffice :compute_environment: aws_batch :datapoint_id: 1a8bde26-c935-4193-adc3-d3ad5e658719 :daylighting_type: NECB_Default :dcv_type: NECB_Default :door_construction_cond: NECB_Default :ecm_system_name: NECB_Default :enable_costing: true :epw_file: CAN_AB_Edmonton.Intl.AP.711230_CWEC2016.epw :erv_package: NECB_Default :ext_floor_cond: NECB_Default :ext_roof_cond: NECB_Default :ext_wall_cond: NECB_Default :fdwr_set: NECB_Default :fixed_wind_solar_trans: NECB_Default :fixed_window_cond: NECB_Default :furnace_eff: NECB_Default :glass_door_cond: NECB_Default :glass_door_solar_trans: NECB_Default :ground_floor_cond: NECB_Default :ground_roof_cond: NECB_Default :ground_wall_cond: NECB_Default :lights_scale: NECB_Default :lights_type: NECB_Default :overhead_door_cond: NECB_Default :primary_heating_fuel: Electricity :pv_ground_azimuth_angle: NECB_Default :pv_ground_module_description: NECB_Default :pv_ground_tilt_angle: NECB_Default :pv_ground_total_area_pv_panels_m2: NECB_Default :pv_ground_type: NECB_Default :rotation_degrees: NECB_Default :run_annual_simulation: true :s3_bucket: '834599497928' :scale_x: NECB_Default :scale_y: NECB_Default :scale_z: NECB_Default :shw_eff: NECB_Default :skylight_cond: NECB_Default :skylight_solar_trans: NECB_Default :srr_set: NECB_Default :template: NECB2011 | 0.0011481 | TRUE | 495.4057 |  | https://s3.console.aws.amazon.com/s3/buckets/834599497928?region=ca-central-1&prefix=sara.gilani/baseline-2021-03-24/6a87033d-ede6-4783-acf8-880bd0e50e61/output/1a8bde26-c935-4193-adc3-d3ad5e658719/ | 1.0.002 | 0 | 0 |  | 0 | 0 | tier_1 | 0
43 | 0 |  | NECB_Default | NECB_Default | NECB_Default | NECB_Default | NECB_Default | NECB_Default | NECB_Default | NECB_Default | MediumOffice | NECB2011 | CAN_BC_Vancouver.Intl.AP.718920_CWEC2016.epw | Electricity | NECB_Default | NECB_Default | NECB_Default | NECB_Default | NECB_Default | NECB_Default | NECB_Default | NECB_Default | NECB_Default | NECB_Default | NECB_Default | NECB_Default | NECB_Default | NECB_Default | NECB_Default | NECB_Default | NECB_Default | NECB_Default | NECB_Default | NECB_Default | NECB_Default | NECB_Default | NECB_Default | NECB_Default | NECB_Default | NECB_Default | NECB_Default | aws_batch | 834599497928 | [5 empty] | baseline-2021-03-24 | 6a87033d-ede6-4783-acf8-880bd0e50e61 | TRUE | TRUE | a4f9b049-5588-4e08-98ef-dfe3ef878f35 |  | 4982.19 | 3638.3973 | 40 | MediumOffice |  |  | 0 | MediumOffice | 3 |  | 3 | NECB2011 | 0.1843 | 19741.4134 | 80.4787 | 46.0125 | 60.268 | 11.4922 | 368.9804 | 170.729 | VANCOUVER | BRITISH COLUMBIA | 1.4091 | 0 | 0 | 1.4091 | 14.0715 | 0 | 0 | 14.0715 | 0 | 0.026125 | 0 | 0 | 0.49723 | 0.074754 | 0 | 0.12803 | 0.099954 | 0.11619 | 0 | 0.0088355 | 0.49723 | 0.041737 | 55.7552 | 0 | Electricity | 40 | 0.757 | [5 empty] | 0.227 | 0.315 | 2.4 |  | 0 | Vancouver Intl AP | CAN | 42 | 2797 | 49.195 | -123.184 | 4 | 2800 | BC | CAN_BC_Vancouver.Intl.AP.718920_CWEC2016.epw | 0 | 0.56892 | 0.0022815 | 207.94 | 0 | 249.3589 | 2.9448 | 0.011809 | 1076.31 | 0.1 | 2021-03-24 15:07:06 +0000 | eef80c06 | 0.2.11 | :adv_dx_units: NECB_Default :analysis_id: 6a87033d-ede6-4783-acf8-880bd0e50e61 :analysis_name: baseline-2021-03-24 :boiler_eff: NECB_Default :btap_batch_version: 1.0.002 :building_type: MediumOffice :compute_environment: aws_batch :datapoint_id: a4f9b049-5588-4e08-98ef-dfe3ef878f35 :daylighting_type: NECB_Default :dcv_type: NECB_Default :door_construction_cond: NECB_Default :ecm_system_name: NECB_Default :enable_costing: true :epw_file: CAN_BC_Vancouver.Intl.AP.718920_CWEC2016.epw :erv_package: NECB_Default :ext_floor_cond: NECB_Default :ext_roof_cond: NECB_Default :ext_wall_cond: NECB_Default :fdwr_set: NECB_Default :fixed_wind_solar_trans: NECB_Default :fixed_window_cond: NECB_Default :furnace_eff: NECB_Default :glass_door_cond: NECB_Default :glass_door_solar_trans: NECB_Default :ground_floor_cond: NECB_Default :ground_roof_cond: NECB_Default :ground_wall_cond: NECB_Default :lights_scale: NECB_Default :lights_type: NECB_Default :overhead_door_cond: NECB_Default :primary_heating_fuel: Electricity :pv_ground_azimuth_angle: NECB_Default :pv_ground_module_description: NECB_Default :pv_ground_tilt_angle: NECB_Default :pv_ground_total_area_pv_panels_m2: NECB_Default :pv_ground_type: NECB_Default :rotation_degrees: NECB_Default :run_annual_simulation: true :s3_bucket: '834599497928' :scale_x: NECB_Default :scale_y: NECB_Default :scale_z: NECB_Default :shw_eff: NECB_Default :skylight_cond: NECB_Default :skylight_solar_trans: NECB_Default :srr_set: NECB_Default :template: NECB2011 | 0.0016097 | TRUE | 496.0743 |  | https://s3.console.aws.amazon.com/s3/buckets/834599497928?region=ca-central-1&prefix=sara.gilani/baseline-2021-03-24/6a87033d-ede6-4783-acf8-880bd0e50e61/output/a4f9b049-5588-4e08-98ef-dfe3ef878f35/ | 1.0.002 | 0 | 0 |  | 0 | 0 | tier_1 | 0
44 | 0 |  | NECB_Default | NECB_Default | NECB_Default | NECB_Default | NECB_Default | NECB_Default | NECB_Default | NECB_Default | MediumOffice | NECB2011 | CAN_AB_Calgary.Intl.AP.718770_CWEC2016.epw | Electricity | NECB_Default | NECB_Default | NECB_Default | NECB_Default | NECB_Default | NECB_Default | NECB_Default | NECB_Default | NECB_Default | NECB_Default | NECB_Default | NECB_Default | NECB_Default | NECB_Default | NECB_Default | NECB_Default | NECB_Default | NECB_Default | NECB_Default | NECB_Default | NECB_Default | NECB_Default | NECB_Default | NECB_Default | NECB_Default | NECB_Default | NECB_Default | aws_batch | 834599497928 | [5 empty] | baseline-2021-03-24 | 6a87033d-ede6-4783-acf8-880bd0e50e61 | TRUE | TRUE | 74c0c39b-8cf6-4436-b8a8-6639296e7547 |  | 4982.19 | 3638.3973 | 33.3 | MediumOffice |  |  | 0 | MediumOffice | 3 |  | 3 | NECB2011 | 0.1843 | 19741.4134 | 84.0804 | 48.9822 | 66.3666 | 11.5369 | 384.3889 | 173.4228 | CALGARY | ALBERTA | 110.0616 | 0 | 0 | 110.0616 | 10.4315 | 0 | 0 | 10.4315 | 0 | 0.021603 | 0 | 0 | 0.50152 | 0.080693 | 0 | 0.12856 | 0.099954 | 0.11619 | 0 | 0.0066276 | 0.50152 | 0.046672 | 62.6244 | 0 | Electricity | 33.3 | 0.757 | [5 empty] | 0.162 | 0.21 | 2.2 |  | 0 | Calgary Intl AP | CAN | 64 | 4781 | 51.114 | -114.02 | 7a | 5000 | AB | CAN_AB_Calgary.Intl.AP.718770_CWEC2016.epw | 0 | 0.6362 | 0.0025513 | 232.53 | 0 | 249.3589 | 2.9448 | 0.011809 | 1076.31 | 0.1 | 2021-03-24 15:07:24 +0000 | eef80c06 | 0.2.11 | :adv_dx_units: NECB_Default :analysis_id: 6a87033d-ede6-4783-acf8-880bd0e50e61 :analysis_name: baseline-2021-03-24 :boiler_eff: NECB_Default :btap_batch_version: 1.0.002 :building_type: MediumOffice :compute_environment: aws_batch :datapoint_id: 74c0c39b-8cf6-4436-b8a8-6639296e7547 :daylighting_type: NECB_Default :dcv_type: NECB_Default :door_construction_cond: NECB_Default :ecm_system_name: NECB_Default :enable_costing: true :epw_file: CAN_AB_Calgary.Intl.AP.718770_CWEC2016.epw :erv_package: NECB_Default :ext_floor_cond: NECB_Default :ext_roof_cond: NECB_Default :ext_wall_cond: NECB_Default :fdwr_set: NECB_Default :fixed_wind_solar_trans: NECB_Default :fixed_window_cond: NECB_Default :furnace_eff: NECB_Default :glass_door_cond: NECB_Default :glass_door_solar_trans: NECB_Default :ground_floor_cond: NECB_Default :ground_roof_cond: NECB_Default :ground_wall_cond: NECB_Default :lights_scale: NECB_Default :lights_type: NECB_Default :overhead_door_cond: NECB_Default :primary_heating_fuel: Electricity :pv_ground_azimuth_angle: NECB_Default :pv_ground_module_description: NECB_Default :pv_ground_tilt_angle: NECB_Default :pv_ground_total_area_pv_panels_m2: NECB_Default :pv_ground_type: NECB_Default :rotation_degrees: NECB_Default :run_annual_simulation: true :s3_bucket: '834599497928' :scale_x: NECB_Default :scale_y: NECB_Default :scale_z: NECB_Default :shw_eff: NECB_Default :skylight_cond: NECB_Default :skylight_solar_trans: NECB_Default :srr_set: NECB_Default :template: NECB2011 | 0.0012244 | TRUE | 496.3955 |  | https://s3.console.aws.amazon.com/s3/buckets/834599497928?region=ca-central-1&prefix=sara.gilani/baseline-2021-03-24/6a87033d-ede6-4783-acf8-880bd0e50e61/output/74c0c39b-8cf6-4436-b8a8-6639296e7547/ | 1.0.002 | 0 | 0 |  | 0 | 0 | tier_1 | 0
45 | 0 |  | NECB_Default | NECB_Default | NECB_Default | NECB_Default | NECB_Default | NECB_Default | NECB_Default | NECB_Default | MediumOffice | NECB2011 | CAN_QC_Montreal-Trudeau.Intl.AP.716270_CWEC2016.epw | Electricity | NECB_Default | NECB_Default | NECB_Default | NECB_Default | NECB_Default | NECB_Default | NECB_Default | NECB_Default | NECB_Default | NECB_Default | NECB_Default | NECB_Default | NECB_Default | NECB_Default | NECB_Default | NECB_Default | NECB_Default | NECB_Default | NECB_Default | NECB_Default | NECB_Default | NECB_Default | NECB_Default | NECB_Default | NECB_Default | NECB_Default | NECB_Default | aws_batch | 834599497928 | [5 empty] | baseline-2021-03-24 | 6a87033d-ede6-4783-acf8-880bd0e50e61 | TRUE | TRUE | 758cbce2-3c06-4a3e-bf7a-6cdfb938951a |  | 4982.19 | 3638.3973 | 37.3 | MediumOffice |  |  | 0 | MediumOffice | 3 |  | 3 | NECB2011 | 0.1843 | 19741.4134 | 83.3391 | 50.0722 | 62.0482 | 11.5266 | 386.4991 | 179.513 | MONTREAL | QUEBEC | 0.19556 | 0 | 0 | 0.19556 | 12.4548 | 0 | 0 | 12.4548 | 0 | 0.036388 | 0 | 0 | 0.50323 | 0.057981 | 0 | 0.13633 | 0.099954 | 0.11619 | 0 | 0.0093051 | 0.50323 | 0.044316 | 68.3287 | 0 | Electricity | 37.3 | 0.757 | [5 empty] | 0.183 | 0.247 | 2.2 |  | 0 | Montreal-Trudeau Intl AP | CAN | 323 | 4090 | 45.471 | -73.741 | 6 | 4400 | QC | CAN_QC_Montreal-Trudeau.Intl.AP.716270_CWEC2016.epw | 0 | 0.60408 | 0.0024225 | 220.79 | 0 | 249.3589 | 2.9448 | 0.011809 | 1076.31 | 0.1 | 2021-03-24 15:07:24 +0000 | eef80c06 | 0.2.11 | :adv_dx_units: NECB_Default :analysis_id: 6a87033d-ede6-4783-acf8-880bd0e50e61 :analysis_name: baseline-2021-03-24 :boiler_eff: NECB_Default :btap_batch_version: 1.0.002 :building_type: MediumOffice :compute_environment: aws_batch :datapoint_id: 758cbce2-3c06-4a3e-bf7a-6cdfb938951a :daylighting_type: NECB_Default :dcv_type: NECB_Default :door_construction_cond: NECB_Default :ecm_system_name: NECB_Default :enable_costing: true :epw_file: CAN_QC_Montreal-Trudeau.Intl.AP.716270_CWEC2016.epw :erv_package: NECB_Default :ext_floor_cond: NECB_Default :ext_roof_cond: NECB_Default :ext_wall_cond: NECB_Default :fdwr_set: NECB_Default :fixed_wind_solar_trans: NECB_Default :fixed_window_cond: NECB_Default :furnace_eff: NECB_Default :glass_door_cond: NECB_Default :glass_door_solar_trans: NECB_Default :ground_floor_cond: NECB_Default :ground_roof_cond: NECB_Default :ground_wall_cond: NECB_Default :lights_scale: NECB_Default :lights_type: NECB_Default :overhead_door_cond: NECB_Default :primary_heating_fuel: Electricity :pv_ground_azimuth_angle: NECB_Default :pv_ground_module_description: NECB_Default :pv_ground_tilt_angle: NECB_Default :pv_ground_total_area_pv_panels_m2: NECB_Default :pv_ground_type: NECB_Default :rotation_degrees: NECB_Default :run_annual_simulation: true :s3_bucket: '834599497928' :scale_x: NECB_Default :scale_y: NECB_Default :scale_z: NECB_Default :shw_eff: NECB_Default :skylight_cond: NECB_Default :skylight_solar_trans: NECB_Default :srr_set: NECB_Default :template: NECB2011 | 0.0027659 | TRUE | 497.0392 |  | https://s3.console.aws.amazon.com/s3/buckets/834599497928?region=ca-central-1&prefix=sara.gilani/baseline-2021-03-24/6a87033d-ede6-4783-acf8-880bd0e50e61/output/758cbce2-3c06-4a3e-bf7a-6cdfb938951a/ | 1.0.002 | 0 | 0 |  | 0 | 0 | tier_1 | 0
46 | 0 |  | NECB_Default | NECB_Default | NECB_Default | NECB_Default | NECB_Default | NECB_Default | NECB_Default | NECB_Default | MediumOffice | NECB2011 | CAN_YT_Whitehorse.Intl.AP.719640_CWEC2016.epw | NaturalGas | NECB_Default | NECB_Default | NECB_Default | NECB_Default | NECB_Default | NECB_Default | NECB_Default | NECB_Default | NECB_Default | NECB_Default | NECB_Default | NECB_Default | NECB_Default | NECB_Default | NECB_Default | NECB_Default | NECB_Default | NECB_Default | NECB_Default | NECB_Default | NECB_Default | NECB_Default | NECB_Default | NECB_Default | NECB_Default | NECB_Default | NECB_Default | aws_batch | 834599497928 | [5 empty] | baseline-2021-03-24 | 6a87033d-ede6-4783-acf8-880bd0e50e61 | TRUE | TRUE | 9c87b9ba-b353-44bf-838d-b9f479db475b |  | 4982.19 | 3638.3973 | 22.8 | MediumOffice |  |  | 0 | MediumOffice | 3 |  | 3 | NECB2011 | 0.1843 | 19741.4134 | 67.3572 | 59.8507 | 59.5634 | 3.0295 | 339.5171 | 149.7163 | WHITEHORSE | YUKON | 4.2493 | 12.9658 | 0 | 17.215 | 9.7314 | 2.3633 | 0 | 12.0947 | 0 | 0.0073201 | 0 | 0 | 0.2732 | 0.045608 | 0 | 0.19674 | 0.099954 | 0.11619 | 0.26057 | 0.0037935 | 0.53377 | 0.063821 | 31.5803 | 72.4387 | Natural Gas | 22.8 | 0.757 | [5 empty] | 0.162 | 0.21 | 2.2 |  | 0 | Whitehorse Intl AP | CAN | 5 | 6491 | 60.709 | -135.069 | 7b | 6580 | YT | CAN_YT_Whitehorse.Intl.AP.719640_CWEC2016.epw | 0 | 0 | 0 | 0 | 317.97 | 249.3589 | 2.9448 | 0.011809 | 1076.31 | 0.1 | 2021-03-24 15:07:30 +0000 | eef80c06 | 0.2.11 | :adv_dx_units: NECB_Default :analysis_id: 6a87033d-ede6-4783-acf8-880bd0e50e61 :analysis_name: baseline-2021-03-24 :boiler_eff: NECB_Default :btap_batch_version: 1.0.002 :building_type: MediumOffice :compute_environment: aws_batch :datapoint_id: 9c87b9ba-b353-44bf-838d-b9f479db475b :daylighting_type: NECB_Default :dcv_type: NECB_Default :door_construction_cond: NECB_Default :ecm_system_name: NECB_Default :enable_costing: true :epw_file: CAN_YT_Whitehorse.Intl.AP.719640_CWEC2016.epw :erv_package: NECB_Default :ext_floor_cond: NECB_Default :ext_roof_cond: NECB_Default :ext_wall_cond: NECB_Default :fdwr_set: NECB_Default :fixed_wind_solar_trans: NECB_Default :fixed_window_cond: NECB_Default :furnace_eff: NECB_Default :glass_door_cond: NECB_Default :glass_door_solar_trans: NECB_Default :ground_floor_cond: NECB_Default :ground_roof_cond: NECB_Default :ground_wall_cond: NECB_Default :lights_scale: NECB_Default :lights_type: NECB_Default :overhead_door_cond: NECB_Default :primary_heating_fuel: NaturalGas :pv_ground_azimuth_angle: NECB_Default :pv_ground_module_description: NECB_Default :pv_ground_tilt_angle: NECB_Default :pv_ground_total_area_pv_panels_m2: NECB_Default :pv_ground_type: NECB_Default :rotation_degrees: NECB_Default :run_annual_simulation: true :s3_bucket: '834599497928' :scale_x: NECB_Default :scale_y: NECB_Default :scale_z: NECB_Default :shw_eff: NECB_Default :skylight_cond: NECB_Default :skylight_solar_trans: NECB_Default :srr_set: NECB_Default :template: NECB2011 | 0.00033921 | TRUE | 496.8151 |  | https://s3.console.aws.amazon.com/s3/buckets/834599497928?region=ca-central-1&prefix=sara.gilani/baseline-2021-03-24/6a87033d-ede6-4783-acf8-880bd0e50e61/output/9c87b9ba-b353-44bf-838d-b9f479db475b/ | 1.0.002 | 0 | 0 |  | 0 | 0 | tier_1 | 0
47 | 0 |  | NECB_Default | NECB_Default | NECB_Default | NECB_Default | NECB_Default | NECB_Default | NECB_Default | NECB_Default | MediumOffice | NECB2011 | CAN_ON_Toronto.Pearson.Intl.AP.716240_CWEC2016.epw | Electricity | NECB_Default | NECB_Default | NECB_Default | NECB_Default | NECB_Default | NECB_Default | NECB_Default | NECB_Default | NECB_Default | NECB_Default | NECB_Default | NECB_Default | NECB_Default | NECB_Default | NECB_Default | NECB_Default | NECB_Default | NECB_Default | NECB_Default | NECB_Default | NECB_Default | NECB_Default | NECB_Default | NECB_Default | NECB_Default | NECB_Default | NECB_Default | aws_batch | 834599497928 | [5 empty] | baseline-2021-03-24 | 6a87033d-ede6-4783-acf8-880bd0e50e61 | TRUE | TRUE | c4722ef5-65dd-4134-8649-f0bcf97c9073 |  | 4982.19 | 3638.3973 | 40 | MediumOffice |  |  | 0 | MediumOffice | 3 |  | 3 | NECB2011 | 0.1843 | 19741.4134 | 89.622 | 60.0087 | 66.698 | 11.5329 | 416.0612 | 188.1997 | TORONTO | ONTARIO | 2.9069 | 0 | 0 | 2.9069 | 23.2896 | 0 | 0 | 23.2896 | 0 | 0.041313 | 0 | 0 | 0.52336 | 0.076972 | 0 | 0.13254 | 0.099954 | 0.11619 | 0 | 0.010339 | 0.52336 | 0.042971 | 65.89 | 0 | Electricity | 40 | 0.757 | [5 empty] | 0.183 | 0.278 | 2.2 |  | 0 | Toronto Pearson Intl AP | CAN | 382 | 3615 | 43.677 | -79.631 | 5 | 3890 | ON | CAN_ON_Toronto.Pearson.Intl.AP.716240_CWEC2016.epw | 0 | 0.58575 | 0.002349 | 214.09 | 0 | 249.3589 | 2.9448 | 0.011809 | 1076.31 | 0.1 | 2021-03-24 15:07:33 +0000 | eef80c06 | 0.2.11 | :adv_dx_units: NECB_Default :analysis_id: 6a87033d-ede6-4783-acf8-880bd0e50e61 :analysis_name: baseline-2021-03-24 :boiler_eff: NECB_Default :btap_batch_version: 1.0.002 :building_type: MediumOffice :compute_environment: aws_batch :datapoint_id: c4722ef5-65dd-4134-8649-f0bcf97c9073 :daylighting_type: NECB_Default :dcv_type: NECB_Default :door_construction_cond: NECB_Default :ecm_system_name: NECB_Default :enable_costing: true :epw_file: CAN_ON_Toronto.Pearson.Intl.AP.716240_CWEC2016.epw :erv_package: NECB_Default :ext_floor_cond: NECB_Default :ext_roof_cond: NECB_Default :ext_wall_cond: NECB_Default :fdwr_set: NECB_Default :fixed_wind_solar_trans: NECB_Default :fixed_window_cond: NECB_Default :furnace_eff: NECB_Default :glass_door_cond: NECB_Default :glass_door_solar_trans: NECB_Default :ground_floor_cond: NECB_Default :ground_roof_cond: NECB_Default :ground_wall_cond: NECB_Default :lights_scale: NECB_Default :lights_type: NECB_Default :overhead_door_cond: NECB_Default :primary_heating_fuel: Electricity :pv_ground_azimuth_angle: NECB_Default :pv_ground_module_description: NECB_Default :pv_ground_tilt_angle: NECB_Default :pv_ground_total_area_pv_panels_m2: NECB_Default :pv_ground_type: NECB_Default :rotation_degrees: NECB_Default :run_annual_simulation: true :s3_bucket: '834599497928' :scale_x: NECB_Default :scale_y: NECB_Default :scale_z: NECB_Default :shw_eff: NECB_Default :skylight_cond: NECB_Default :skylight_solar_trans: NECB_Default :srr_set: NECB_Default :template: NECB2011 | 0.003087 | TRUE | 497.1693 |  | https://s3.console.aws.amazon.com/s3/buckets/834599497928?region=ca-central-1&prefix=sara.gilani/baseline-2021-03-24/6a87033d-ede6-4783-acf8-880bd0e50e61/output/c4722ef5-65dd-4134-8649-f0bcf97c9073/ | 1.0.002 | 0 | 0 |  | 0 | 0 | tier_1 | 0
48 | 0 |  | NECB_Default | NECB_Default | NECB_Default | NECB_Default | NECB_Default | NECB_Default | NECB_Default | NECB_Default | MediumOffice | NECB2011 | CAN_NS_Halifax.Dockyard.713280_CWEC2016.epw | Electricity | NECB_Default | NECB_Default | NECB_Default | NECB_Default | NECB_Default | NECB_Default | NECB_Default | NECB_Default | NECB_Default | NECB_Default | NECB_Default | NECB_Default | NECB_Default | NECB_Default | NECB_Default | NECB_Default | NECB_Default | NECB_Default | NECB_Default | NECB_Default | NECB_Default | NECB_Default | NECB_Default | NECB_Default | NECB_Default | NECB_Default | NECB_Default | aws_batch | 834599497928 | [5 empty] | baseline-2021-03-24 | 6a87033d-ede6-4783-acf8-880bd0e50e61 | TRUE | TRUE | a4ce937d-bf39-4364-bc86-649aeb0cacbd |  | 4982.19 | 3638.3973 | 40 | MediumOffice |  |  | 0 | MediumOffice | 3 |  | 3 | NECB2011 | 0.1843 | 19741.4134 | 72.5783 | 45.9344 | 60.0204 | 11.4142 | 358.5539 | 168.6066 | HALIFAX | NOVA SCOTIA | 101.9522 | 0 | 0 | 101.9522 | 19.9947 | 0 | 0 | 19.9947 | 0 | 0.028518 | 0 | 0 | 0.50276 | 0.074823 | 0 | 0.12968 | 0.099954 | 0.11619 | 0 | 0.0080125 | 0.50276 | 0.043694 | 56.2261 | 0 | Electricity | 40 | 0.757 | [5 empty] | 0.183 | 0.247 | 2.2 |  | 0 | Halifax Dockyard | CAN | 112 | 3647 | 44.655 | -63.577 | 6 | 4000 | NS | CAN_NS_Halifax.Dockyard.713280_CWEC2016.epw | 0 | 0.5956 | 0.0023885 | 217.69 | 0 | 249.3589 | 2.9448 | 0.011809 | 1076.31 | 0.1 | 2021-03-24 15:07:31 +0000 | eef80c06 | 0.2.11 | :adv_dx_units: NECB_Default :analysis_id: 6a87033d-ede6-4783-acf8-880bd0e50e61 :analysis_name: baseline-2021-03-24 :boiler_eff: NECB_Default :btap_batch_version: 1.0.002 :building_type: MediumOffice :compute_environment: aws_batch :datapoint_id: a4ce937d-bf39-4364-bc86-649aeb0cacbd :daylighting_type: NECB_Default :dcv_type: NECB_Default :door_construction_cond: NECB_Default :ecm_system_name: NECB_Default :enable_costing: true :epw_file: CAN_NS_Halifax.Dockyard.713280_CWEC2016.epw :erv_package: NECB_Default :ext_floor_cond: NECB_Default :ext_roof_cond: NECB_Default :ext_wall_cond: NECB_Default :fdwr_set: NECB_Default :fixed_wind_solar_trans: NECB_Default :fixed_window_cond: NECB_Default :furnace_eff: NECB_Default :glass_door_cond: NECB_Default :glass_door_solar_trans: NECB_Default :ground_floor_cond: NECB_Default :ground_roof_cond: NECB_Default :ground_wall_cond: NECB_Default :lights_scale: NECB_Default :lights_type: NECB_Default :overhead_door_cond: NECB_Default :primary_heating_fuel: Electricity :pv_ground_azimuth_angle: NECB_Default :pv_ground_module_description: NECB_Default :pv_ground_tilt_angle: NECB_Default :pv_ground_total_area_pv_panels_m2: NECB_Default :pv_ground_type: NECB_Default :rotation_degrees: NECB_Default :run_annual_simulation: true :s3_bucket: '834599497928' :scale_x: NECB_Default :scale_y: NECB_Default :scale_z: NECB_Default :shw_eff: NECB_Default :skylight_cond: NECB_Default :skylight_solar_trans: NECB_Default :srr_set: NECB_Default :template: NECB2011 | 0.0018968 | TRUE | 498.0974 |  | https://s3.console.aws.amazon.com/s3/buckets/834599497928?region=ca-central-1&prefix=sara.gilani/baseline-2021-03-24/6a87033d-ede6-4783-acf8-880bd0e50e61/output/a4ce937d-bf39-4364-bc86-649aeb0cacbd/ | 1.0.002 | 0 | 0 |  | 0 | 0 | tier_1 | 0
49 | 0 |  | NECB_Default | NECB_Default | NECB_Default | NECB_Default | NECB_Default | NECB_Default | NECB_Default | NECB_Default | MediumOffice | NECB2017 | CAN_QC_Montreal-Trudeau.Intl.AP.716270_CWEC2016.epw | Electricity | NECB_Default | NECB_Default | NECB_Default | NECB_Default | NECB_Default | NECB_Default | NECB_Default | NECB_Default | NECB_Default | NECB_Default | NECB_Default | NECB_Default | NECB_Default | NECB_Default | NECB_Default | NECB_Default | NECB_Default | NECB_Default | NECB_Default | NECB_Default | NECB_Default | NECB_Default | NECB_Default | NECB_Default | NECB_Default | NECB_Default | NECB_Default | aws_batch | 834599497928 | [5 empty] | baseline-2021-03-24 | 6a87033d-ede6-4783-acf8-880bd0e50e61 | TRUE | TRUE | 1cab282b-85a6-47c5-a901-ae6c9acc1e41 |  | 4982.19 | 3638.3973 | 37.3 | MediumOffice |  |  | 0 | MediumOffice | 3 |  | 3 | NECB2017 | 0.1843 | 19741.4134 | 85.5494 | 52.6917 | 62.0482 | 11.5266 | 384.8722 | 173.0564 | MONTREAL | QUEBEC | 0.17653 | 0 | 0 | 0.17653 | 11.2429 | 0 | 0 | 11.2429 | 0 | 0.032616 | 0 | 0 | 0.45426 | 0.047768 | 0.0007286 | 0.12801 | 0.09999 | 0.08811 | 0 | 0.011085 | 0.45426 | 0.043758 | 63.7043 | 0 | Electricity | 37.3 | 0.757 | [5 empty] | 0.156 | 0.247 | 1.9 |  | 0 | Montreal-Trudeau Intl AP | CAN | 323 | 4090 | 45.471 | -73.741 | 6 | 4400 | QC | CAN_QC_Montreal-Trudeau.Intl.AP.716270_CWEC2016.epw | 0 | 0.59647 | 0.0023932 | 218.01 | 0 | 249.2341 | 2.9075 | 0.011666 | 1062.69 | 0.1 | 2021-03-24 15:07:27 +0000 | eef80c06 | 0.2.11 | :adv_dx_units: NECB_Default :analysis_id: 6a87033d-ede6-4783-acf8-880bd0e50e61 :analysis_name: baseline-2021-03-24 :boiler_eff: NECB_Default :btap_batch_version: 1.0.002 :building_type: MediumOffice :compute_environment: aws_batch :datapoint_id: 1cab282b-85a6-47c5-a901-ae6c9acc1e41 :daylighting_type: NECB_Default :dcv_type: NECB_Default :door_construction_cond: NECB_Default :ecm_system_name: NECB_Default :enable_costing: true :epw_file: CAN_QC_Montreal-Trudeau.Intl.AP.716270_CWEC2016.epw :erv_package: NECB_Default :ext_floor_cond: NECB_Default :ext_roof_cond: NECB_Default :ext_wall_cond: NECB_Default :fdwr_set: NECB_Default :fixed_wind_solar_trans: NECB_Default :fixed_window_cond: NECB_Default :furnace_eff: NECB_Default :glass_door_cond: NECB_Default :glass_door_solar_trans: NECB_Default :ground_floor_cond: NECB_Default :ground_roof_cond: NECB_Default :ground_wall_cond: NECB_Default :lights_scale: NECB_Default :lights_type: NECB_Default :overhead_door_cond: NECB_Default :primary_heating_fuel: Electricity :pv_ground_azimuth_angle: NECB_Default :pv_ground_module_description: NECB_Default :pv_ground_tilt_angle: NECB_Default :pv_ground_total_area_pv_panels_m2: NECB_Default :pv_ground_type: NECB_Default :rotation_degrees: NECB_Default :run_annual_simulation: true :s3_bucket: '834599497928' :scale_x: NECB_Default :scale_y: NECB_Default :scale_z: NECB_Default :shw_eff: NECB_Default :skylight_cond: NECB_Default :skylight_solar_trans: NECB_Default :srr_set: NECB_Default :template: NECB2017 | 0.0021958 | TRUE | 497.047 |  | https://s3.console.aws.amazon.com/s3/buckets/834599497928?region=ca-central-1&prefix=sara.gilani/baseline-2021-03-24/6a87033d-ede6-4783-acf8-880bd0e50e61/output/1cab282b-85a6-47c5-a901-ae6c9acc1e41/ | 1.0.002 | 0 | 0 |  | 0 | 0 | tier_1 | 0
50 | 0 |  | NECB_Default | NECB_Default | NECB_Default | NECB_Default | NECB_Default | NECB_Default | NECB_Default | NECB_Default | MediumOffice | NECB2015 | CAN_NS_Halifax.Dockyard.713280_CWEC2016.epw | Electricity | NECB_Default | NECB_Default | NECB_Default | NECB_Default | NECB_Default | NECB_Default | NECB_Default | NECB_Default | NECB_Default | NECB_Default | NECB_Default | NECB_Default | NECB_Default | NECB_Default | NECB_Default | NECB_Default | NECB_Default | NECB_Default | NECB_Default | NECB_Default | NECB_Default | NECB_Default | NECB_Default | NECB_Default | NECB_Default | NECB_Default | NECB_Default | aws_batch | 834599497928 | [5 empty] | baseline-2021-03-24 | 6a87033d-ede6-4783-acf8-880bd0e50e61 | TRUE | TRUE | b101cce3-15a2-4065-83d4-a83ee1071a7f |  | 4982.19 | 3638.3973 | 40 | MediumOffice |  |  | 0 | MediumOffice | 3 |  | 3 | NECB2015 | 0.1843 | 19741.4134 | 72.5783 | 48.8095 | 60.0204 | 11.4142 | 359.7086 | 166.8861 | HALIFAX | NOVA SCOTIA | 100.3668 | 0 | 0 | 100.3668 | 19.6838 | 0 | 0 | 19.6838 | 0 | 0.028385 | 0 | 0 | 0.49494 | 0.07358 | 0 | 0.13075 | 0.09999 | 0.10739 | 0 | 0.01006 | 0.49494 | 0.043148 | 57.1394 | 0 | Electricity | 40 | 0.757 | [5 empty] | 0.183 | 0.247 | 2.2 |  | 0 | Halifax Dockyard | CAN | 112 | 3647 | 44.655 | -63.577 | 6 | 4000 | NS | CAN_NS_Halifax.Dockyard.713280_CWEC2016.epw | 0 | 0.58815 | 0.0023598 | 214.97 | 0 | 249.2341 | 2.9075 | 0.011666 | 1062.69 | 0.1 | 2021-03-24 15:07:34 +0000 | eef80c06 | 0.2.11 | :adv_dx_units: NECB_Default :analysis_id: 6a87033d-ede6-4783-acf8-880bd0e50e61 :analysis_name: baseline-2021-03-24 :boiler_eff: NECB_Default :btap_batch_version: 1.0.002 :building_type: MediumOffice :compute_environment: aws_batch :datapoint_id: b101cce3-15a2-4065-83d4-a83ee1071a7f :daylighting_type: NECB_Default :dcv_type: NECB_Default :door_construction_cond: NECB_Default :ecm_system_name: NECB_Default :enable_costing: true :epw_file: CAN_NS_Halifax.Dockyard.713280_CWEC2016.epw :erv_package: NECB_Default :ext_floor_cond: NECB_Default :ext_roof_cond: NECB_Default :ext_wall_cond: NECB_Default :fdwr_set: NECB_Default :fixed_wind_solar_trans: NECB_Default :fixed_window_cond: NECB_Default :furnace_eff: NECB_Default :glass_door_cond: NECB_Default :glass_door_solar_trans: NECB_Default :ground_floor_cond: NECB_Default :ground_roof_cond: NECB_Default :ground_wall_cond: NECB_Default :lights_scale: NECB_Default :lights_type: NECB_Default :overhead_door_cond: NECB_Default :primary_heating_fuel: Electricity :pv_ground_azimuth_angle: NECB_Default :pv_ground_module_description: NECB_Default :pv_ground_tilt_angle: NECB_Default :pv_ground_total_area_pv_panels_m2: NECB_Default :pv_ground_type: NECB_Default :rotation_degrees: NECB_Default :run_annual_simulation: true :s3_bucket: '834599497928' :scale_x: NECB_Default :scale_y: NECB_Default :scale_z: NECB_Default :shw_eff: NECB_Default :skylight_cond: NECB_Default :skylight_solar_trans: NECB_Default :srr_set: NECB_Default :template: NECB2015 | 0.0016318 | TRUE | 497.6752 |  | https://s3.console.aws.amazon.com/s3/buckets/834599497928?region=ca-central-1&prefix=sara.gilani/baseline-2021-03-24/6a87033d-ede6-4783-acf8-880bd0e50e61/output/b101cce3-15a2-4065-83d4-a83ee1071a7f/ | 1.0.002 | 0 | 0 |  | 0 | 0 | tier_1 | 0
51 | 0 |  | NECB_Default | NECB_Default | NECB_Default | NECB_Default | NECB_Default | NECB_Default | NECB_Default | NECB_Default | MediumOffice | NECB2015 | CAN_BC_Vancouver.Intl.AP.718920_CWEC2016.epw | Electricity | NECB_Default | NECB_Default | NECB_Default | NECB_Default | NECB_Default | NECB_Default | NECB_Default | NECB_Default | NECB_Default | NECB_Default | NECB_Default | NECB_Default | NECB_Default | NECB_Default | NECB_Default | NECB_Default | NECB_Default | NECB_Default | NECB_Default | NECB_Default | NECB_Default | NECB_Default | NECB_Default | NECB_Default | NECB_Default | NECB_Default | NECB_Default | aws_batch | 834599497928 | [5 empty] | baseline-2021-03-24 | 6a87033d-ede6-4783-acf8-880bd0e50e61 | TRUE | TRUE | 10e5f527-9c01-4850-9f18-15477cb4fd82 |  | 4982.19 | 3638.3973 | 40 | MediumOffice |  |  | 0 | MediumOffice | 3 |  | 3 | NECB2015 | 0.1843 | 19741.4134 | 80.4787 | 48.9177 | 60.268 | 11.4922 | 370.5666 | 169.4099 | VANCOUVER | BRITISH COLUMBIA | 1.3893 | 0 | 0 | 1.3893 | 13.8736 | 0 | 0 | 13.8736 | 0 | 0.026009 | 0 | 0 | 0.49023 | 0.073646 | 0 | 0.1295 | 0.09999 | 0.10739 | 0 | 0.01109 | 0.49023 | 0.041215 | 55.3533 | 0 | Electricity | 40 | 0.757 | [5 empty] | 0.227 | 0.315 | 2.4 |  | 0 | Vancouver Intl AP | CAN | 42 | 2797 | 49.195 | -123.184 | 4 | 2800 | BC | CAN_BC_Vancouver.Intl.AP.718920_CWEC2016.epw | 0 | 0.56181 | 0.0022541 | 205.34 | 0 | 249.2341 | 2.9075 | 0.011666 | 1062.69 | 0.1 | 2021-03-24 15:07:36 +0000 | eef80c06 | 0.2.11 | :adv_dx_units: NECB_Default :analysis_id: 6a87033d-ede6-4783-acf8-880bd0e50e61 :analysis_name: baseline-2021-03-24 :boiler_eff: NECB_Default :btap_batch_version: 1.0.002 :building_type: MediumOffice :compute_environment: aws_batch :datapoint_id: 10e5f527-9c01-4850-9f18-15477cb4fd82 :daylighting_type: NECB_Default :dcv_type: NECB_Default :door_construction_cond: NECB_Default :ecm_system_name: NECB_Default :enable_costing: true :epw_file: CAN_BC_Vancouver.Intl.AP.718920_CWEC2016.epw :erv_package: NECB_Default :ext_floor_cond: NECB_Default :ext_roof_cond: NECB_Default :ext_wall_cond: NECB_Default :fdwr_set: NECB_Default :fixed_wind_solar_trans: NECB_Default :fixed_window_cond: NECB_Default :furnace_eff: NECB_Default :glass_door_cond: NECB_Default :glass_door_solar_trans: NECB_Default :ground_floor_cond: NECB_Default :ground_roof_cond: NECB_Default :ground_wall_cond: NECB_Default :lights_scale: NECB_Default :lights_type: NECB_Default :overhead_door_cond: NECB_Default :primary_heating_fuel: Electricity :pv_ground_azimuth_angle: NECB_Default :pv_ground_module_description: NECB_Default :pv_ground_tilt_angle: NECB_Default :pv_ground_total_area_pv_panels_m2: NECB_Default :pv_ground_type: NECB_Default :rotation_degrees: NECB_Default :run_annual_simulation: true :s3_bucket: '834599497928' :scale_x: NECB_Default :scale_y: NECB_Default :scale_z: NECB_Default :shw_eff: NECB_Default :skylight_cond: NECB_Default :skylight_solar_trans: NECB_Default :srr_set: NECB_Default :template: NECB2015 | 0.0013889 | TRUE | 497.7732 |  | https://s3.console.aws.amazon.com/s3/buckets/834599497928?region=ca-central-1&prefix=sara.gilani/baseline-2021-03-24/6a87033d-ede6-4783-acf8-880bd0e50e61/output/10e5f527-9c01-4850-9f18-15477cb4fd82/ | 1.0.002 | 0 | 0 |  | 0 | 0 | tier_1 | 0
52 | 0 |  | NECB_Default | NECB_Default | NECB_Default | NECB_Default | NECB_Default | NECB_Default | NECB_Default | NECB_Default | MediumOffice | NECB2011 | CAN_YT_Whitehorse.Intl.AP.719640_CWEC2016.epw | Electricity | NECB_Default | NECB_Default | NECB_Default | NECB_Default | NECB_Default | NECB_Default | NECB_Default | NECB_Default | NECB_Default | NECB_Default | NECB_Default | NECB_Default | NECB_Default | NECB_Default | NECB_Default | NECB_Default | NECB_Default | NECB_Default | NECB_Default | NECB_Default | NECB_Default | NECB_Default | NECB_Default | NECB_Default | NECB_Default | NECB_Default | NECB_Default | aws_batch | 834599497928 | [5 empty] | baseline-2021-03-24 | 6a87033d-ede6-4783-acf8-880bd0e50e61 | TRUE | TRUE | f302511c-515f-4aeb-b27d-42c3e58319ee |  | 4982.19 | 3638.3973 | 22.8 | MediumOffice |  |  | 0 | MediumOffice | 3 |  | 3 | NECB2011 | 0.1843 | 19741.4134 | 67.3572 | 34.994 | 59.5634 | 11.3182 | 318.2484 | 145.0156 | WHITEHORSE | YUKON | 7.2534 | 0 | 0 | 7.2534 | 16.6113 | 0 | 0 | 16.6113 | 0 | 0.0073201 | 0 | 0 | 0.46635 | 0.045514 | 0 | 0.14334 | 0.099954 | 0.11619 | 0 | 0.0034342 | 0.46635 | 0.050261 | 59.3724 | 0 | Electricity | 22.8 | 0.757 | [5 empty] | 0.162 | 0.21 | 2.2 |  | 0 | Whitehorse Intl AP | CAN | 5 | 6491 | 60.709 | -135.069 | 7b | 6580 | YT | CAN_YT_Whitehorse.Intl.AP.719640_CWEC2016.epw | 0 | 0.68512 | 0.0027475 | 250.41 | 0 | 249.3589 | 2.9448 | 0.011809 | 1076.31 | 0.1 | 2021-03-24 15:07:08 +0000 | eef80c06 | 0.2.11 | :adv_dx_units: NECB_Default :analysis_id: 6a87033d-ede6-4783-acf8-880bd0e50e61 :analysis_name: baseline-2021-03-24 :boiler_eff: NECB_Default :btap_batch_version: 1.0.002 :building_type: MediumOffice :compute_environment: aws_batch :datapoint_id: f302511c-515f-4aeb-b27d-42c3e58319ee :daylighting_type: NECB_Default :dcv_type: NECB_Default :door_construction_cond: NECB_Default :ecm_system_name: NECB_Default :enable_costing: true :epw_file: CAN_YT_Whitehorse.Intl.AP.719640_CWEC2016.epw :erv_package: NECB_Default :ext_floor_cond: NECB_Default :ext_roof_cond: NECB_Default :ext_wall_cond: NECB_Default :fdwr_set: NECB_Default :fixed_wind_solar_trans: NECB_Default :fixed_window_cond: NECB_Default :furnace_eff: NECB_Default :glass_door_cond: NECB_Default :glass_door_solar_trans: NECB_Default :ground_floor_cond: NECB_Default :ground_roof_cond: NECB_Default :ground_wall_cond: NECB_Default :lights_scale: NECB_Default :lights_type: NECB_Default :overhead_door_cond: NECB_Default :primary_heating_fuel: Electricity :pv_ground_azimuth_angle: NECB_Default :pv_ground_module_description: NECB_Default :pv_ground_tilt_angle: NECB_Default :pv_ground_total_area_pv_panels_m2: NECB_Default :pv_ground_type: NECB_Default :rotation_degrees: NECB_Default :run_annual_simulation: true :s3_bucket: '834599497928' :scale_x: NECB_Default :scale_y: NECB_Default :scale_z: NECB_Default :shw_eff: NECB_Default :skylight_cond: NECB_Default :skylight_solar_trans: NECB_Default :srr_set: NECB_Default :template: NECB2011 | 0.00033921 | TRUE | 498.4594 |  | https://s3.console.aws.amazon.com/s3/buckets/834599497928?region=ca-central-1&prefix=sara.gilani/baseline-2021-03-24/6a87033d-ede6-4783-acf8-880bd0e50e61/output/f302511c-515f-4aeb-b27d-42c3e58319ee/ | 1.0.002 | 0 | 0 |  | 0 | 0 | tier_1 | 0
53 | 0 |  | NECB_Default | NECB_Default | NECB_Default | NECB_Default | NECB_Default | NECB_Default | NECB_Default | NECB_Default | MediumOffice | NECB2015 | CAN_AB_Calgary.Intl.AP.718770_CWEC2016.epw | Electricity | NECB_Default | NECB_Default | NECB_Default | NECB_Default | NECB_Default | NECB_Default | NECB_Default | NECB_Default | NECB_Default | NECB_Default | NECB_Default | NECB_Default | NECB_Default | NECB_Default | NECB_Default | NECB_Default | NECB_Default | NECB_Default | NECB_Default | NECB_Default | NECB_Default | NECB_Default | NECB_Default | NECB_Default | NECB_Default | NECB_Default | NECB_Default | aws_batch | 834599497928 | [5 empty] | baseline-2021-03-24 | 6a87033d-ede6-4783-acf8-880bd0e50e61 | TRUE | TRUE | 3de1a873-cf01-4c57-a147-120027a74033 |  | 4982.19 | 3638.3973 | 33.3 | MediumOffice |  |  | 0 | MediumOffice | 3 |  | 3 | NECB2015 | 0.1843 | 19741.4134 | 84.0804 | 50.0447 | 66.3666 | 11.5369 | 390.3315 | 178.3028 | CALGARY | ALBERTA | 108.3741 | 0 | 0 | 108.3741 | 10.2716 | 0 | 0 | 10.2716 | 0 | 0.021517 | 0 | 0 | 0.49383 | 0.079379 | 0 | 0.1301 | 0.09999 | 0.10739 | 0 | 0.0083116 | 0.49383 | 0.046088 | 62.4669 | 0 | Electricity | 33.3 | 0.757 | [5 empty] | 0.162 | 0.21 | 2.2 |  | 0 | Calgary Intl AP | CAN | 64 | 4781 | 51.114 | -114.02 | 7a | 5000 | AB | CAN_AB_Calgary.Intl.AP.718770_CWEC2016.epw | 0 | 0.62824 | 0.0025207 | 229.62 | 0 | 249.2341 | 2.9075 | 0.011666 | 1062.69 | 0.1 | 2021-03-24 15:07:29 +0000 | eef80c06 | 0.2.11 | :adv_dx_units: NECB_Default :analysis_id: 6a87033d-ede6-4783-acf8-880bd0e50e61 :analysis_name: baseline-2021-03-24 :boiler_eff: NECB_Default :btap_batch_version: 1.0.002 :building_type: MediumOffice :compute_environment: aws_batch :datapoint_id: 3de1a873-cf01-4c57-a147-120027a74033 :daylighting_type: NECB_Default :dcv_type: NECB_Default :door_construction_cond: NECB_Default :ecm_system_name: NECB_Default :enable_costing: true :epw_file: CAN_AB_Calgary.Intl.AP.718770_CWEC2016.epw :erv_package: NECB_Default :ext_floor_cond: NECB_Default :ext_roof_cond: NECB_Default :ext_wall_cond: NECB_Default :fdwr_set: NECB_Default :fixed_wind_solar_trans: NECB_Default :fixed_window_cond: NECB_Default :furnace_eff: NECB_Default :glass_door_cond: NECB_Default :glass_door_solar_trans: NECB_Default :ground_floor_cond: NECB_Default :ground_roof_cond: NECB_Default :ground_wall_cond: NECB_Default :lights_scale: NECB_Default :lights_type: NECB_Default :overhead_door_cond: NECB_Default :primary_heating_fuel: Electricity :pv_ground_azimuth_angle: NECB_Default :pv_ground_module_description: NECB_Default :pv_ground_tilt_angle: NECB_Default :pv_ground_total_area_pv_panels_m2: NECB_Default :pv_ground_type: NECB_Default :rotation_degrees: NECB_Default :run_annual_simulation: true :s3_bucket: '834599497928' :scale_x: NECB_Default :scale_y: NECB_Default :scale_z: NECB_Default :shw_eff: NECB_Default :skylight_cond: NECB_Default :skylight_solar_trans: NECB_Default :srr_set: NECB_Default :template: NECB2015 | 0.0010538 | TRUE | 498.569 |  | https://s3.console.aws.amazon.com/s3/buckets/834599497928?region=ca-central-1&prefix=sara.gilani/baseline-2021-03-24/6a87033d-ede6-4783-acf8-880bd0e50e61/output/3de1a873-cf01-4c57-a147-120027a74033/ | 1.0.002 | 0 | 0 |  | 0 | 0 | tier_1 | 0
54 | 0 |  | NECB_Default | NECB_Default | NECB_Default | NECB_Default | NECB_Default | NECB_Default | NECB_Default | NECB_Default | MediumOffice | NECB2015 | CAN_ON_Toronto.Pearson.Intl.AP.716240_CWEC2016.epw | Electricity | NECB_Default | NECB_Default | NECB_Default | NECB_Default | NECB_Default | NECB_Default | NECB_Default | NECB_Default | NECB_Default | NECB_Default | NECB_Default | NECB_Default | NECB_Default | NECB_Default | NECB_Default | NECB_Default | NECB_Default | NECB_Default | NECB_Default | NECB_Default | NECB_Default | NECB_Default | NECB_Default | NECB_Default | NECB_Default | NECB_Default | NECB_Default | aws_batch | 834599497928 | [5 empty] | baseline-2021-03-24 | 6a87033d-ede6-4783-acf8-880bd0e50e61 | TRUE | TRUE | 3a070228-5997-4fa0-af2b-97cdaa483778 |  | 4982.19 | 3638.3973 | 40 | MediumOffice |  |  | 0 | MediumOffice | 3 |  | 3 | NECB2015 | 0.1843 | 19741.4134 | 89.622 | 53.2473 | 66.698 | 11.5329 | 408.2889 | 187.1888 | TORONTO | ONTARIO | 2.8688 | 0 | 0 | 2.8688 | 22.9847 | 0 | 0 | 22.9847 | 0 | 0.041116 | 0 | 0 | 0.51651 | 0.075836 | 0 | 0.13406 | 0.09999 | 0.10739 | 0 | 0.013022 | 0.51651 | 0.042433 | 65.6464 | 0 | Electricity | 40 | 0.757 | [5 empty] | 0.183 | 0.278 | 2.2 |  | 0 | Toronto Pearson Intl AP | CAN | 382 | 3615 | 43.677 | -79.631 | 5 | 3890 | ON | CAN_ON_Toronto.Pearson.Intl.AP.716240_CWEC2016.epw | 0 | 0.57841 | 0.0023208 | 211.41 | 0 | 249.2341 | 2.9075 | 0.011666 | 1062.69 | 0.1 | 2021-03-24 15:07:26 +0000 | eef80c06 | 0.2.11 | :adv_dx_units: NECB_Default :analysis_id: 6a87033d-ede6-4783-acf8-880bd0e50e61 :analysis_name: baseline-2021-03-24 :boiler_eff: NECB_Default :btap_batch_version: 1.0.002 :building_type: MediumOffice :compute_environment: aws_batch :datapoint_id: 3a070228-5997-4fa0-af2b-97cdaa483778 :daylighting_type: NECB_Default :dcv_type: NECB_Default :door_construction_cond: NECB_Default :ecm_system_name: NECB_Default :enable_costing: true :epw_file: CAN_ON_Toronto.Pearson.Intl.AP.716240_CWEC2016.epw :erv_package: NECB_Default :ext_floor_cond: NECB_Default :ext_roof_cond: NECB_Default :ext_wall_cond: NECB_Default :fdwr_set: NECB_Default :fixed_wind_solar_trans: NECB_Default :fixed_window_cond: NECB_Default :furnace_eff: NECB_Default :glass_door_cond: NECB_Default :glass_door_solar_trans: NECB_Default :ground_floor_cond: NECB_Default :ground_roof_cond: NECB_Default :ground_wall_cond: NECB_Default :lights_scale: NECB_Default :lights_type: NECB_Default :overhead_door_cond: NECB_Default :primary_heating_fuel: Electricity :pv_ground_azimuth_angle: NECB_Default :pv_ground_module_description: NECB_Default :pv_ground_tilt_angle: NECB_Default :pv_ground_total_area_pv_panels_m2: NECB_Default :pv_ground_type: NECB_Default :rotation_degrees: NECB_Default :run_annual_simulation: true :s3_bucket: '834599497928' :scale_x: NECB_Default :scale_y: NECB_Default :scale_z: NECB_Default :shw_eff: NECB_Default :skylight_cond: NECB_Default :skylight_solar_trans: NECB_Default :srr_set: NECB_Default :template: NECB2015 | 0.0026595 | TRUE | 498.6347 |  | https://s3.console.aws.amazon.com/s3/buckets/834599497928?region=ca-central-1&prefix=sara.gilani/baseline-2021-03-24/6a87033d-ede6-4783-acf8-880bd0e50e61/output/3a070228-5997-4fa0-af2b-97cdaa483778/ | 1.0.002 | 0 | 0 |  | 0 | 0 | tier_1 | 0
55 | 0 |  | NECB_Default | NECB_Default | NECB_Default | NECB_Default | NECB_Default | NECB_Default | NECB_Default | NECB_Default | MediumOffice | NECB2017 | CAN_BC_Vancouver.Intl.AP.718920_CWEC2016.epw | Electricity | NECB_Default | NECB_Default | NECB_Default | NECB_Default | NECB_Default | NECB_Default | NECB_Default | NECB_Default | NECB_Default | NECB_Default | NECB_Default | NECB_Default | NECB_Default | NECB_Default | NECB_Default | NECB_Default | NECB_Default | NECB_Default | NECB_Default | NECB_Default | NECB_Default | NECB_Default | NECB_Default | NECB_Default | NECB_Default | NECB_Default | NECB_Default | aws_batch | 834599497928 | [5 empty] | baseline-2021-03-24 | 6a87033d-ede6-4783-acf8-880bd0e50e61 | TRUE | TRUE | c7da5c3c-2134-470c-9a81-b07dc7597f01 |  | 4982.19 | 3638.3973 | 40 | MediumOffice |  |  | 0 | MediumOffice | 3 |  | 3 | NECB2017 | 0.1843 | 19741.4134 | 80.4855 | 48.8195 | 60.268 | 11.4922 | 365.847 | 164.7818 | VANCOUVER | BRITISH COLUMBIA | 1.2584 | 0 | 0 | 1.2584 | 12.5663 | 0 | 0 | 12.5663 | 0 | 0.022926 | 0 | 0 | 0.44404 | 0.056903 | 0 | 0.12291 | 0.09999 | 0.08811 | 0 | 0.010764 | 0.44404 | 0.041213 | 51.7373 | 0 | Electricity | 40 | 0.757 | [5 empty] | 0.193 | 0.315 | 2.1 |  | 0 | Vancouver Intl AP | CAN | 42 | 2797 | 49.195 | -123.184 | 4 | 2800 | BC | CAN_BC_Vancouver.Intl.AP.718920_CWEC2016.epw | 0 | 0.56178 | 0.002254 | 205.33 | 0 | 249.2341 | 2.9075 | 0.011666 | 1062.69 | 0.1 | 2021-03-24 15:07:32 +0000 | eef80c06 | 0.2.11 | :adv_dx_units: NECB_Default :analysis_id: 6a87033d-ede6-4783-acf8-880bd0e50e61 :analysis_name: baseline-2021-03-24 :boiler_eff: NECB_Default :btap_batch_version: 1.0.002 :building_type: MediumOffice :compute_environment: aws_batch :datapoint_id: c7da5c3c-2134-470c-9a81-b07dc7597f01 :daylighting_type: NECB_Default :dcv_type: NECB_Default :door_construction_cond: NECB_Default :ecm_system_name: NECB_Default :enable_costing: true :epw_file: CAN_BC_Vancouver.Intl.AP.718920_CWEC2016.epw :erv_package: NECB_Default :ext_floor_cond: NECB_Default :ext_roof_cond: NECB_Default :ext_wall_cond: NECB_Default :fdwr_set: NECB_Default :fixed_wind_solar_trans: NECB_Default :fixed_window_cond: NECB_Default :furnace_eff: NECB_Default :glass_door_cond: NECB_Default :glass_door_solar_trans: NECB_Default :ground_floor_cond: NECB_Default :ground_roof_cond: NECB_Default :ground_wall_cond: NECB_Default :lights_scale: NECB_Default :lights_type: NECB_Default :overhead_door_cond: NECB_Default :primary_heating_fuel: Electricity :pv_ground_azimuth_angle: NECB_Default :pv_ground_module_description: NECB_Default :pv_ground_tilt_angle: NECB_Default :pv_ground_total_area_pv_panels_m2: NECB_Default :pv_ground_type: NECB_Default :rotation_degrees: NECB_Default :run_annual_simulation: true :s3_bucket: '834599497928' :scale_x: NECB_Default :scale_y: NECB_Default :scale_z: NECB_Default :shw_eff: NECB_Default :skylight_cond: NECB_Default :skylight_solar_trans: NECB_Default :srr_set: NECB_Default :template: NECB2017 | 0.0012163 | TRUE | 498.8013 |  | https://s3.console.aws.amazon.com/s3/buckets/834599497928?region=ca-central-1&prefix=sara.gilani/baseline-2021-03-24/6a87033d-ede6-4783-acf8-880bd0e50e61/output/c7da5c3c-2134-470c-9a81-b07dc7597f01/ | 1.0.002 | 0 | 0 |  | 0 | 0 | tier_1 | 0
56 | 0 |  | NECB_Default | NECB_Default | NECB_Default | NECB_Default | NECB_Default | NECB_Default | NECB_Default | NECB_Default | MediumOffice | NECB2011 | CAN_ON_Toronto.Pearson.Intl.AP.716240_CWEC2016.epw | NaturalGas | NECB_Default | NECB_Default | NECB_Default | NECB_Default | NECB_Default | NECB_Default | NECB_Default | NECB_Default | NECB_Default | NECB_Default | NECB_Default | NECB_Default | NECB_Default | NECB_Default | NECB_Default | NECB_Default | NECB_Default | NECB_Default | NECB_Default | NECB_Default | NECB_Default | NECB_Default | NECB_Default | NECB_Default | NECB_Default | NECB_Default | NECB_Default | aws_batch | 834599497928 | [5 empty] | baseline-2021-03-24 | 6a87033d-ede6-4783-acf8-880bd0e50e61 | TRUE | TRUE | d0e7b370-6812-4cce-a31c-a18dd5dcb94d |  | 4982.19 | 3638.3973 | 40 | MediumOffice |  |  | 0 | MediumOffice | 3 |  | 3 | NECB2011 | 0.1843 | 19741.4134 | 89.622 | 87.3041 | 66.698 | 3.2248 | 441.5638 | 194.715 | TORONTO | ONTARIO | 1.9352 | 11.4085 | 0 | 13.3437 | 15.5046 | 2.013 | 0 | 17.5176 | 0 | 0.041313 | 0 | 0 | 0.34842 | 0.077185 | 0 | 0.17571 | 0.099954 | 0.11619 | 0.23085 | 0.010694 | 0.57927 | 0.055146 | 42.2462 | 73.0829 | Natural Gas | 40 | 0.757 | [5 empty] | 0.183 | 0.278 | 2.2 |  | 0 | Toronto Pearson Intl AP | CAN | 382 | 3615 | 43.677 | -79.631 | 5 | 3890 | ON | CAN_ON_Toronto.Pearson.Intl.AP.716240_CWEC2016.epw | 0 | 0 | 0 | 0 | 274.75 | 249.3589 | 2.9448 | 0.011809 | 1076.31 | 0.1 | 2021-03-24 15:08:12 +0000 | eef80c06 | 0.2.11 | :adv_dx_units: NECB_Default :analysis_id: 6a87033d-ede6-4783-acf8-880bd0e50e61 :analysis_name: baseline-2021-03-24 :boiler_eff: NECB_Default :btap_batch_version: 1.0.002 :building_type: MediumOffice :compute_environment: aws_batch :datapoint_id: d0e7b370-6812-4cce-a31c-a18dd5dcb94d :daylighting_type: NECB_Default :dcv_type: NECB_Default :door_construction_cond: NECB_Default :ecm_system_name: NECB_Default :enable_costing: true :epw_file: CAN_ON_Toronto.Pearson.Intl.AP.716240_CWEC2016.epw :erv_package: NECB_Default :ext_floor_cond: NECB_Default :ext_roof_cond: NECB_Default :ext_wall_cond: NECB_Default :fdwr_set: NECB_Default :fixed_wind_solar_trans: NECB_Default :fixed_window_cond: NECB_Default :furnace_eff: NECB_Default :glass_door_cond: NECB_Default :glass_door_solar_trans: NECB_Default :ground_floor_cond: NECB_Default :ground_roof_cond: NECB_Default :ground_wall_cond: NECB_Default :lights_scale: NECB_Default :lights_type: NECB_Default :overhead_door_cond: NECB_Default :primary_heating_fuel: NaturalGas :pv_ground_azimuth_angle: NECB_Default :pv_ground_module_description: NECB_Default :pv_ground_tilt_angle: NECB_Default :pv_ground_total_area_pv_panels_m2: NECB_Default :pv_ground_type: NECB_Default :rotation_degrees: NECB_Default :run_annual_simulation: true :s3_bucket: '834599497928' :scale_x: NECB_Default :scale_y: NECB_Default :scale_z: NECB_Default :shw_eff: NECB_Default :skylight_cond: NECB_Default :skylight_solar_trans: NECB_Default :srr_set: NECB_Default :template: NECB2011 | 0.003087 | TRUE | 555.2033 |  | https://s3.console.aws.amazon.com/s3/buckets/834599497928?region=ca-central-1&prefix=sara.gilani/baseline-2021-03-24/6a87033d-ede6-4783-acf8-880bd0e50e61/output/d0e7b370-6812-4cce-a31c-a18dd5dcb94d/ | 1.0.002 | 0 | 0 |  | 0 | 0 | tier_1 | 0
57 | 0 |  | NECB_Default | NECB_Default | NECB_Default | NECB_Default | NECB_Default | NECB_Default | NECB_Default | NECB_Default | MediumOffice | NECB2011 | CAN_BC_Vancouver.Intl.AP.718920_CWEC2016.epw | NaturalGas | NECB_Default | NECB_Default | NECB_Default | NECB_Default | NECB_Default | NECB_Default | NECB_Default | NECB_Default | NECB_Default | NECB_Default | NECB_Default | NECB_Default | NECB_Default | NECB_Default | NECB_Default | NECB_Default | NECB_Default | NECB_Default | NECB_Default | NECB_Default | NECB_Default | NECB_Default | NECB_Default | NECB_Default | NECB_Default | NECB_Default | NECB_Default | aws_batch | 834599497928 | [5 empty] | baseline-2021-03-24 | 6a87033d-ede6-4783-acf8-880bd0e50e61 | TRUE | TRUE | 77291611-91da-49ff-8ada-763b79a75571 |  | 4982.19 | 3638.3973 | 40 | MediumOffice |  |  | 0 | MediumOffice | 3 |  | 3 | NECB2011 | 0.1843 | 19741.4134 | 80.4787 | 61.6789 | 60.268 | 3.1221 | 381.5884 | 176.0407 | VANCOUVER | BRITISH COLUMBIA | 0.93853 | 10.4213 | 0 | 11.3598 | 9.3722 | 2.3379 | 0 | 11.7101 | 0 | 0.026125 | 0 | 0 | 0.33117 | 0.075258 | 0 | 0.15304 | 0.099954 | 0.11619 | 0.20671 | 0.012041 | 0.53789 | 0.053675 | 37.741 | 44.7247 | Natural Gas | 40 | 0.757 | [5 empty] | 0.227 | 0.315 | 2.4 |  | 0 | Vancouver Intl AP | CAN | 42 | 2797 | 49.195 | -123.184 | 4 | 2800 | BC | CAN_BC_Vancouver.Intl.AP.718920_CWEC2016.epw | 0 | 0 | 0 | 0 | 267.42 | 249.3589 | 2.9448 | 0.011809 | 1076.31 | 0.1 | 2021-03-24 15:08:13 +0000 | eef80c06 | 0.2.11 | :adv_dx_units: NECB_Default :analysis_id: 6a87033d-ede6-4783-acf8-880bd0e50e61 :analysis_name: baseline-2021-03-24 :boiler_eff: NECB_Default :btap_batch_version: 1.0.002 :building_type: MediumOffice :compute_environment: aws_batch :datapoint_id: 77291611-91da-49ff-8ada-763b79a75571 :daylighting_type: NECB_Default :dcv_type: NECB_Default :door_construction_cond: NECB_Default :ecm_system_name: NECB_Default :enable_costing: true :epw_file: CAN_BC_Vancouver.Intl.AP.718920_CWEC2016.epw :erv_package: NECB_Default :ext_floor_cond: NECB_Default :ext_roof_cond: NECB_Default :ext_wall_cond: NECB_Default :fdwr_set: NECB_Default :fixed_wind_solar_trans: NECB_Default :fixed_window_cond: NECB_Default :furnace_eff: NECB_Default :glass_door_cond: NECB_Default :glass_door_solar_trans: NECB_Default :ground_floor_cond: NECB_Default :ground_roof_cond: NECB_Default :ground_wall_cond: NECB_Default :lights_scale: NECB_Default :lights_type: NECB_Default :overhead_door_cond: NECB_Default :primary_heating_fuel: NaturalGas :pv_ground_azimuth_angle: NECB_Default :pv_ground_module_description: NECB_Default :pv_ground_tilt_angle: NECB_Default :pv_ground_total_area_pv_panels_m2: NECB_Default :pv_ground_type: NECB_Default :rotation_degrees: NECB_Default :run_annual_simulation: true :s3_bucket: '834599497928' :scale_x: NECB_Default :scale_y: NECB_Default :scale_z: NECB_Default :shw_eff: NECB_Default :skylight_cond: NECB_Default :skylight_solar_trans: NECB_Default :srr_set: NECB_Default :template: NECB2011 | 0.0016097 | TRUE | 557.4923 |  | https://s3.console.aws.amazon.com/s3/buckets/834599497928?region=ca-central-1&prefix=sara.gilani/baseline-2021-03-24/6a87033d-ede6-4783-acf8-880bd0e50e61/output/77291611-91da-49ff-8ada-763b79a75571/ | 1.0.002 | 0 | 0 |  | 0 | 0 | tier_1 | 0
58 | 0 |  | NECB_Default | NECB_Default | NECB_Default | NECB_Default | NECB_Default | NECB_Default | NECB_Default | NECB_Default | MediumOffice | NECB2011 | CAN_NS_Halifax.Dockyard.713280_CWEC2016.epw | NaturalGas | NECB_Default | NECB_Default | NECB_Default | NECB_Default | NECB_Default | NECB_Default | NECB_Default | NECB_Default | NECB_Default | NECB_Default | NECB_Default | NECB_Default | NECB_Default | NECB_Default | NECB_Default | NECB_Default | NECB_Default | NECB_Default | NECB_Default | NECB_Default | NECB_Default | NECB_Default | NECB_Default | NECB_Default | NECB_Default | NECB_Default | NECB_Default | aws_batch | 834599497928 | [5 empty] | baseline-2021-03-24 | 6a87033d-ede6-4783-acf8-880bd0e50e61 | TRUE | TRUE | 1ca67d44-c382-4572-a5d7-3c38ebde3838 |  | 4982.19 | 3638.3973 | 40 | MediumOffice |  |  | 0 | MediumOffice | 3 |  | 3 | NECB2011 | 0.1843 | 19741.4134 | 72.5783 | 63.4056 | 60.0204 | 3.077 | 372.9373 | 173.856 | HALIFAX | NOVA SCOTIA | 67.7523 | 10.4552 | 0 | 78.2074 | 13.2875 | 2.639 | 0 | 15.9265 | 0 | 0.028518 | 0 | 0 | 0.33411 | 0.075166 | 0 | 0.15406 | 0.099954 | 0.11619 | 0.21011 | 0.012386 | 0.54422 | 0.056046 | 37.7489 | 51.0036 | Natural Gas | 40 | 0.757 | [5 empty] | 0.183 | 0.247 | 2.2 |  | 0 | Halifax Dockyard | CAN | 112 | 3647 | 44.655 | -63.577 | 6 | 4000 | NS | CAN_NS_Halifax.Dockyard.713280_CWEC2016.epw | 0 | 0 | 0 | 0 | 279.23 | 249.3589 | 2.9448 | 0.011809 | 1076.31 | 0.1 | 2021-03-24 15:07:48 +0000 | eef80c06 | 0.2.11 | :adv_dx_units: NECB_Default :analysis_id: 6a87033d-ede6-4783-acf8-880bd0e50e61 :analysis_name: baseline-2021-03-24 :boiler_eff: NECB_Default :btap_batch_version: 1.0.002 :building_type: MediumOffice :compute_environment: aws_batch :datapoint_id: 1ca67d44-c382-4572-a5d7-3c38ebde3838 :daylighting_type: NECB_Default :dcv_type: NECB_Default :door_construction_cond: NECB_Default :ecm_system_name: NECB_Default :enable_costing: true :epw_file: CAN_NS_Halifax.Dockyard.713280_CWEC2016.epw :erv_package: NECB_Default :ext_floor_cond: NECB_Default :ext_roof_cond: NECB_Default :ext_wall_cond: NECB_Default :fdwr_set: NECB_Default :fixed_wind_solar_trans: NECB_Default :fixed_window_cond: NECB_Default :furnace_eff: NECB_Default :glass_door_cond: NECB_Default :glass_door_solar_trans: NECB_Default :ground_floor_cond: NECB_Default :ground_roof_cond: NECB_Default :ground_wall_cond: NECB_Default :lights_scale: NECB_Default :lights_type: NECB_Default :overhead_door_cond: NECB_Default :primary_heating_fuel: NaturalGas :pv_ground_azimuth_angle: NECB_Default :pv_ground_module_description: NECB_Default :pv_ground_tilt_angle: NECB_Default :pv_ground_total_area_pv_panels_m2: NECB_Default :pv_ground_type: NECB_Default :rotation_degrees: NECB_Default :run_annual_simulation: true :s3_bucket: '834599497928' :scale_x: NECB_Default :scale_y: NECB_Default :scale_z: NECB_Default :shw_eff: NECB_Default :skylight_cond: NECB_Default :skylight_solar_trans: NECB_Default :srr_set: NECB_Default :template: NECB2011 | 0.0018968 | TRUE | 558.2218 |  | https://s3.console.aws.amazon.com/s3/buckets/834599497928?region=ca-central-1&prefix=sara.gilani/baseline-2021-03-24/6a87033d-ede6-4783-acf8-880bd0e50e61/output/1ca67d44-c382-4572-a5d7-3c38ebde3838/ | 1.0.002 | 0 | 0 |  | 0 | 0 | tier_1 | 0
59 | 0 |  | NECB_Default | NECB_Default | NECB_Default | NECB_Default | NECB_Default | NECB_Default | NECB_Default | NECB_Default | MediumOffice | NECB2015 | CAN_AB_Edmonton.Intl.AP.711230_CWEC2016.epw | Electricity | NECB_Default | NECB_Default | NECB_Default | NECB_Default | NECB_Default | NECB_Default | NECB_Default | NECB_Default | NECB_Default | NECB_Default | NECB_Default | NECB_Default | NECB_Default | NECB_Default | NECB_Default | NECB_Default | NECB_Default | NECB_Default | NECB_Default | NECB_Default | NECB_Default | NECB_Default | NECB_Default | NECB_Default | NECB_Default | NECB_Default | NECB_Default | aws_batch | 834599497928 | [5 empty] | baseline-2021-03-24 | 6a87033d-ede6-4783-acf8-880bd0e50e61 | TRUE | TRUE | 6a57ee89-f58b-4ed8-a083-e93f1b297baa |  | 4982.19 | 3638.3973 | 32.5 | MediumOffice |  |  | 0 | MediumOffice | 3 |  | 3 | NECB2015 | 0.1843 | 19741.4134 | 84.0628 | 52.2277 | 67.2026 | 11.5279 | 395.1653 | 180.1442 | EDMONTON | ALBERTA | 111.0183 | 0 | 0 | 111.0183 | 10.5222 | 0 | 0 | 10.5222 | 0 | 0.019259 | 0 | 0 | 0.50587 | 0.074814 | 0 | 0.14772 | 0.09999 | 0.10739 | 0 | 0.0078881 | 0.50587 | 0.047824 | 63.4212 | 0 | Electricity | 32.5 | 0.757 | [5 empty] | 0.162 | 0.21 | 2.2 |  | 0 | Edmonton Intl AP | CAN | 23 | 5588 | 53.31 | -113.579 | 7a | 5120 | AB | CAN_AB_Edmonton.Intl.AP.711230_CWEC2016.epw | 0 | 0.6519 | 0.0026156 | 238.27 | 0 | 249.2341 | 2.9075 | 0.011666 | 1062.69 | 0.1 | 2021-03-24 15:07:54 +0000 | eef80c06 | 0.2.11 | :adv_dx_units: NECB_Default :analysis_id: 6a87033d-ede6-4783-acf8-880bd0e50e61 :analysis_name: baseline-2021-03-24 :boiler_eff: NECB_Default :btap_batch_version: 1.0.002 :building_type: MediumOffice :compute_environment: aws_batch :datapoint_id: 6a57ee89-f58b-4ed8-a083-e93f1b297baa :daylighting_type: NECB_Default :dcv_type: NECB_Default :door_construction_cond: NECB_Default :ecm_system_name: NECB_Default :enable_costing: true :epw_file: CAN_AB_Edmonton.Intl.AP.711230_CWEC2016.epw :erv_package: NECB_Default :ext_floor_cond: NECB_Default :ext_roof_cond: NECB_Default :ext_wall_cond: NECB_Default :fdwr_set: NECB_Default :fixed_wind_solar_trans: NECB_Default :fixed_window_cond: NECB_Default :furnace_eff: NECB_Default :glass_door_cond: NECB_Default :glass_door_solar_trans: NECB_Default :ground_floor_cond: NECB_Default :ground_roof_cond: NECB_Default :ground_wall_cond: NECB_Default :lights_scale: NECB_Default :lights_type: NECB_Default :overhead_door_cond: NECB_Default :primary_heating_fuel: Electricity :pv_ground_azimuth_angle: NECB_Default :pv_ground_module_description: NECB_Default :pv_ground_tilt_angle: NECB_Default :pv_ground_total_area_pv_panels_m2: NECB_Default :pv_ground_type: NECB_Default :rotation_degrees: NECB_Default :run_annual_simulation: true :s3_bucket: '834599497928' :scale_x: NECB_Default :scale_y: NECB_Default :scale_z: NECB_Default :shw_eff: NECB_Default :skylight_cond: NECB_Default :skylight_solar_trans: NECB_Default :srr_set: NECB_Default :template: NECB2015 | 0.00098752 | TRUE | 558.3192 |  | https://s3.console.aws.amazon.com/s3/buckets/834599497928?region=ca-central-1&prefix=sara.gilani/baseline-2021-03-24/6a87033d-ede6-4783-acf8-880bd0e50e61/output/6a57ee89-f58b-4ed8-a083-e93f1b297baa/ | 1.0.002 | 0 | 0 |  | 0 | 0 | tier_1 | 0
60 | 0 |  | NECB_Default | NECB_Default | NECB_Default | NECB_Default | NECB_Default | NECB_Default | NECB_Default | NECB_Default | MediumOffice | NECB2011 | CAN_AB_Calgary.Intl.AP.718770_CWEC2016.epw | NaturalGas | NECB_Default | NECB_Default | NECB_Default | NECB_Default | NECB_Default | NECB_Default | NECB_Default | NECB_Default | NECB_Default | NECB_Default | NECB_Default | NECB_Default | NECB_Default | NECB_Default | NECB_Default | NECB_Default | NECB_Default | NECB_Default | NECB_Default | NECB_Default | NECB_Default | NECB_Default | NECB_Default | NECB_Default | NECB_Default | NECB_Default | NECB_Default | aws_batch | 834599497928 | [5 empty] | baseline-2021-03-24 | 6a87033d-ede6-4783-acf8-880bd0e50e61 | TRUE | TRUE | a49b1bcb-14b5-4b70-8e8f-b4190c253fca |  | 4982.19 | 3638.3973 | 33.3 | MediumOffice |  |  | 0 | MediumOffice | 3 |  | 3 | NECB2011 | 0.1843 | 19741.4134 | 84.0804 | 75.7024 | 66.3666 | 3.1915 | 409.4725 | 180.1315 | CALGARY | ALBERTA | 71.6958 | 11.7885 | 0 | 83.4843 | 6.7953 | 0.841 | 0 | 7.6363 | 0 | 0.021605 | 0 | 0 | 0.3267 | 0.080776 | 0 | 0.17406 | 0.099954 | 0.11619 | 0.23361 | 0.0069508 | 0.56031 | 0.059554 | 38.3212 | 68.9269 | Natural Gas | 33.3 | 0.757 | [5 empty] | 0.162 | 0.21 | 2.2 |  | 0 | Calgary Intl AP | CAN | 64 | 4781 | 51.114 | -114.02 | 7a | 5000 | AB | CAN_AB_Calgary.Intl.AP.718770_CWEC2016.epw | 0 | 0 | 0 | 0 | 296.71 | 249.3589 | 2.9448 | 0.011809 | 1076.31 | 0.1 | 2021-03-24 15:07:48 +0000 | eef80c06 | 0.2.11 | :adv_dx_units: NECB_Default :analysis_id: 6a87033d-ede6-4783-acf8-880bd0e50e61 :analysis_name: baseline-2021-03-24 :boiler_eff: NECB_Default :btap_batch_version: 1.0.002 :building_type: MediumOffice :compute_environment: aws_batch :datapoint_id: a49b1bcb-14b5-4b70-8e8f-b4190c253fca :daylighting_type: NECB_Default :dcv_type: NECB_Default :door_construction_cond: NECB_Default :ecm_system_name: NECB_Default :enable_costing: true :epw_file: CAN_AB_Calgary.Intl.AP.718770_CWEC2016.epw :erv_package: NECB_Default :ext_floor_cond: NECB_Default :ext_roof_cond: NECB_Default :ext_wall_cond: NECB_Default :fdwr_set: NECB_Default :fixed_wind_solar_trans: NECB_Default :fixed_window_cond: NECB_Default :furnace_eff: NECB_Default :glass_door_cond: NECB_Default :glass_door_solar_trans: NECB_Default :ground_floor_cond: NECB_Default :ground_roof_cond: NECB_Default :ground_wall_cond: NECB_Default :lights_scale: NECB_Default :lights_type: NECB_Default :overhead_door_cond: NECB_Default :primary_heating_fuel: NaturalGas :pv_ground_azimuth_angle: NECB_Default :pv_ground_module_description: NECB_Default :pv_ground_tilt_angle: NECB_Default :pv_ground_total_area_pv_panels_m2: NECB_Default :pv_ground_type: NECB_Default :rotation_degrees: NECB_Default :run_annual_simulation: true :s3_bucket: '834599497928' :scale_x: NECB_Default :scale_y: NECB_Default :scale_z: NECB_Default :shw_eff: NECB_Default :skylight_cond: NECB_Default :skylight_solar_trans: NECB_Default :srr_set: NECB_Default :template: NECB2011 | 0.0012244 | TRUE | 558.9845 |  | https://s3.console.aws.amazon.com/s3/buckets/834599497928?region=ca-central-1&prefix=sara.gilani/baseline-2021-03-24/6a87033d-ede6-4783-acf8-880bd0e50e61/output/a49b1bcb-14b5-4b70-8e8f-b4190c253fca/ | 1.0.002 | 0 | 0 |  | 0 | 0 | tier_1 | 0
61 | 0 |  | NECB_Default | NECB_Default | NECB_Default | NECB_Default | NECB_Default | NECB_Default | NECB_Default | NECB_Default | MediumOffice | NECB2011 | CAN_AB_Edmonton.Intl.AP.711230_CWEC2016.epw | NaturalGas | NECB_Default | NECB_Default | NECB_Default | NECB_Default | NECB_Default | NECB_Default | NECB_Default | NECB_Default | NECB_Default | NECB_Default | NECB_Default | NECB_Default | NECB_Default | NECB_Default | NECB_Default | NECB_Default | NECB_Default | NECB_Default | NECB_Default | NECB_Default | NECB_Default | NECB_Default | NECB_Default | NECB_Default | NECB_Default | NECB_Default | NECB_Default | aws_batch | 834599497928 | [5 empty] | baseline-2021-03-24 | 6a87033d-ede6-4783-acf8-880bd0e50e61 | TRUE | TRUE | a3319d63-4496-443b-9c3f-52eea22f60db |  | 4982.19 | 3638.3973 | 32.5 | MediumOffice |  |  | 0 | MediumOffice | 3 |  | 3 | NECB2011 | 0.1843 | 19741.4134 | 84.0628 | 75.9235 | 67.2026 | 3.1906 | 417.9756 | 187.596 | EDMONTON | ALBERTA | 70.092 | 13.1514 | 0 | 83.2434 | 6.6433 | 0.93823 | 0 | 7.5815 | 0 | 0.019345 | 0 | 0 | 0.31939 | 0.076111 | 0 | 0.19896 | 0.099954 | 0.11619 | 0.26062 | 0.0066457 | 0.58001 | 0.06166 | 37.5327 | 73.1553 | Natural Gas | 32.5 | 0.757 | [5 empty] | 0.162 | 0.21 | 2.2 |  | 0 | Edmonton Intl AP | CAN | 23 | 5588 | 53.31 | -113.579 | 7a | 5120 | AB | CAN_AB_Edmonton.Intl.AP.711230_CWEC2016.epw | 0 | 0 | 0 | 0 | 307.2 | 249.3589 | 2.9448 | 0.011809 | 1076.31 | 0.1 | 2021-03-24 15:07:55 +0000 | eef80c06 | 0.2.11 | :adv_dx_units: NECB_Default :analysis_id: 6a87033d-ede6-4783-acf8-880bd0e50e61 :analysis_name: baseline-2021-03-24 :boiler_eff: NECB_Default :btap_batch_version: 1.0.002 :building_type: MediumOffice :compute_environment: aws_batch :datapoint_id: a3319d63-4496-443b-9c3f-52eea22f60db :daylighting_type: NECB_Default :dcv_type: NECB_Default :door_construction_cond: NECB_Default :ecm_system_name: NECB_Default :enable_costing: true :epw_file: CAN_AB_Edmonton.Intl.AP.711230_CWEC2016.epw :erv_package: NECB_Default :ext_floor_cond: NECB_Default :ext_roof_cond: NECB_Default :ext_wall_cond: NECB_Default :fdwr_set: NECB_Default :fixed_wind_solar_trans: NECB_Default :fixed_window_cond: NECB_Default :furnace_eff: NECB_Default :glass_door_cond: NECB_Default :glass_door_solar_trans: NECB_Default :ground_floor_cond: NECB_Default :ground_roof_cond: NECB_Default :ground_wall_cond: NECB_Default :lights_scale: NECB_Default :lights_type: NECB_Default :overhead_door_cond: NECB_Default :primary_heating_fuel: NaturalGas :pv_ground_azimuth_angle: NECB_Default :pv_ground_module_description: NECB_Default :pv_ground_tilt_angle: NECB_Default :pv_ground_total_area_pv_panels_m2: NECB_Default :pv_ground_type: NECB_Default :rotation_degrees: NECB_Default :run_annual_simulation: true :s3_bucket: '834599497928' :scale_x: NECB_Default :scale_y: NECB_Default :scale_z: NECB_Default :shw_eff: NECB_Default :skylight_cond: NECB_Default :skylight_solar_trans: NECB_Default :srr_set: NECB_Default :template: NECB2011 | 0.0011481 | TRUE | 559.2022 |  | https://s3.console.aws.amazon.com/s3/buckets/834599497928?region=ca-central-1&prefix=sara.gilani/baseline-2021-03-24/6a87033d-ede6-4783-acf8-880bd0e50e61/output/a3319d63-4496-443b-9c3f-52eea22f60db/ | 1.0.002 | 0 | 0 |  | 0 | 0 | tier_1 | 0
62 | 0 |  | NECB_Default | NECB_Default | NECB_Default | NECB_Default | NECB_Default | NECB_Default | NECB_Default | NECB_Default | MediumOffice | NECB2011 | CAN_QC_Montreal-Trudeau.Intl.AP.716270_CWEC2016.epw | NaturalGas | NECB_Default | NECB_Default | NECB_Default | NECB_Default | NECB_Default | NECB_Default | NECB_Default | NECB_Default | NECB_Default | NECB_Default | NECB_Default | NECB_Default | NECB_Default | NECB_Default | NECB_Default | NECB_Default | NECB_Default | NECB_Default | NECB_Default | NECB_Default | NECB_Default | NECB_Default | NECB_Default | NECB_Default | NECB_Default | NECB_Default | NECB_Default | aws_batch | 834599497928 | [5 empty] | baseline-2021-03-24 | 6a87033d-ede6-4783-acf8-880bd0e50e61 | TRUE | TRUE | 6ce78c27-21ac-47d6-84d4-dc837105e73f |  | 4982.19 | 3638.3973 | 37.3 | MediumOffice |  |  | 0 | MediumOffice | 3 |  | 3 | NECB2011 | 0.1843 | 19741.4134 | 83.3391 | 77.1453 | 62.0482 | 3.1923 | 412.2242 | 186.4994 | MONTREAL | QUEBEC | 0.12556 | 11.9012 | 0 | 12.0268 | 7.9967 | 3.1174 | 0 | 11.1141 | 0 | 0.036388 | 0 | 0 | 0.3231 | 0.058155 | 0 | 0.18417 | 0.099954 | 0.11619 | 0.24091 | 0.0096504 | 0.56401 | 0.05674 | 40.2592 | 73.0313 | Natural Gas | 37.3 | 0.757 | [5 empty] | 0.183 | 0.247 | 2.2 |  | 0 | Montreal-Trudeau Intl AP | CAN | 323 | 4090 | 45.471 | -73.741 | 6 | 4400 | QC | CAN_QC_Montreal-Trudeau.Intl.AP.716270_CWEC2016.epw | 0 | 0 | 0 | 0 | 282.69 | 249.3589 | 2.9448 | 0.011809 | 1076.31 | 0.1 | 2021-03-24 15:07:50 +0000 | eef80c06 | 0.2.11 | :adv_dx_units: NECB_Default :analysis_id: 6a87033d-ede6-4783-acf8-880bd0e50e61 :analysis_name: baseline-2021-03-24 :boiler_eff: NECB_Default :btap_batch_version: 1.0.002 :building_type: MediumOffice :compute_environment: aws_batch :datapoint_id: 6ce78c27-21ac-47d6-84d4-dc837105e73f :daylighting_type: NECB_Default :dcv_type: NECB_Default :door_construction_cond: NECB_Default :ecm_system_name: NECB_Default :enable_costing: true :epw_file: CAN_QC_Montreal-Trudeau.Intl.AP.716270_CWEC2016.epw :erv_package: NECB_Default :ext_floor_cond: NECB_Default :ext_roof_cond: NECB_Default :ext_wall_cond: NECB_Default :fdwr_set: NECB_Default :fixed_wind_solar_trans: NECB_Default :fixed_window_cond: NECB_Default :furnace_eff: NECB_Default :glass_door_cond: NECB_Default :glass_door_solar_trans: NECB_Default :ground_floor_cond: NECB_Default :ground_roof_cond: NECB_Default :ground_wall_cond: NECB_Default :lights_scale: NECB_Default :lights_type: NECB_Default :overhead_door_cond: NECB_Default :primary_heating_fuel: NaturalGas :pv_ground_azimuth_angle: NECB_Default :pv_ground_module_description: NECB_Default :pv_ground_tilt_angle: NECB_Default :pv_ground_total_area_pv_panels_m2: NECB_Default :pv_ground_type: NECB_Default :rotation_degrees: NECB_Default :run_annual_simulation: true :s3_bucket: '834599497928' :scale_x: NECB_Default :scale_y: NECB_Default :scale_z: NECB_Default :shw_eff: NECB_Default :skylight_cond: NECB_Default :skylight_solar_trans: NECB_Default :srr_set: NECB_Default :template: NECB2011 | 0.0027659 | TRUE | 559.5573 |  | https://s3.console.aws.amazon.com/s3/buckets/834599497928?region=ca-central-1&prefix=sara.gilani/baseline-2021-03-24/6a87033d-ede6-4783-acf8-880bd0e50e61/output/6ce78c27-21ac-47d6-84d4-dc837105e73f/ | 1.0.002 | 0 | 0 |  | 0 | 0 | tier_1 | 0
63 | 0 |  | NECB_Default | NECB_Default | NECB_Default | NECB_Default | NECB_Default | NECB_Default | NECB_Default | NECB_Default | MediumOffice | NECB2015 | CAN_ON_Toronto.Pearson.Intl.AP.716240_CWEC2016.epw | NaturalGas | NECB_Default | NECB_Default | NECB_Default | NECB_Default | NECB_Default | NECB_Default | NECB_Default | NECB_Default | NECB_Default | NECB_Default | NECB_Default | NECB_Default | NECB_Default | NECB_Default | NECB_Default | NECB_Default | NECB_Default | NECB_Default | NECB_Default | NECB_Default | NECB_Default | NECB_Default | NECB_Default | NECB_Default | NECB_Default | NECB_Default | NECB_Default | aws_batch | 834599497928 | [5 empty] | baseline-2021-03-24 | 6a87033d-ede6-4783-acf8-880bd0e50e61 | TRUE | TRUE | 293c496e-8394-460b-8280-3cf135840dc4 |  | 4982.19 | 3638.3973 | 40 | MediumOffice |  |  | 0 | MediumOffice | 3 |  | 3 | NECB2015 | 0.1843 | 19741.4134 | 89.622 | 80.7313 | 66.698 | 3.2248 | 433.9539 | 193.6779 | TORONTO | ONTARIO | 1.8919 | 11.507 | 0 | 13.399 | 15.1581 | 2.0304 | 0 | 17.1885 | 0 | 0.041118 | 0 | 0 | 0.34063 | 0.076041 | 0 | 0.17838 | 0.09999 | 0.10739 | 0.23285 | 0.01343 | 0.57348 | 0.054464 | 41.8987 | 79.2889 | Natural Gas | 40 | 0.757 | [5 empty] | 0.183 | 0.278 | 2.2 |  | 0 | Toronto Pearson Intl AP | CAN | 382 | 3615 | 43.677 | -79.631 | 5 | 3890 | ON | CAN_ON_Toronto.Pearson.Intl.AP.716240_CWEC2016.epw | 0 | 0 | 0 | 0 | 271.35 | 249.2341 | 2.9075 | 0.011666 | 1062.69 | 0.1 | 2021-03-24 15:08:29 +0000 | eef80c06 | 0.2.11 | :adv_dx_units: NECB_Default :analysis_id: 6a87033d-ede6-4783-acf8-880bd0e50e61 :analysis_name: baseline-2021-03-24 :boiler_eff: NECB_Default :btap_batch_version: 1.0.002 :building_type: MediumOffice :compute_environment: aws_batch :datapoint_id: 293c496e-8394-460b-8280-3cf135840dc4 :daylighting_type: NECB_Default :dcv_type: NECB_Default :door_construction_cond: NECB_Default :ecm_system_name: NECB_Default :enable_costing: true :epw_file: CAN_ON_Toronto.Pearson.Intl.AP.716240_CWEC2016.epw :erv_package: NECB_Default :ext_floor_cond: NECB_Default :ext_roof_cond: NECB_Default :ext_wall_cond: NECB_Default :fdwr_set: NECB_Default :fixed_wind_solar_trans: NECB_Default :fixed_window_cond: NECB_Default :furnace_eff: NECB_Default :glass_door_cond: NECB_Default :glass_door_solar_trans: NECB_Default :ground_floor_cond: NECB_Default :ground_roof_cond: NECB_Default :ground_wall_cond: NECB_Default :lights_scale: NECB_Default :lights_type: NECB_Default :overhead_door_cond: NECB_Default :primary_heating_fuel: NaturalGas :pv_ground_azimuth_angle: NECB_Default :pv_ground_module_description: NECB_Default :pv_ground_tilt_angle: NECB_Default :pv_ground_total_area_pv_panels_m2: NECB_Default :pv_ground_type: NECB_Default :rotation_degrees: NECB_Default :run_annual_simulation: true :s3_bucket: '834599497928' :scale_x: NECB_Default :scale_y: NECB_Default :scale_z: NECB_Default :shw_eff: NECB_Default :skylight_cond: NECB_Default :skylight_solar_trans: NECB_Default :srr_set: NECB_Default :template: NECB2015 | 0.0026595 | TRUE | 558.6014 |  | https://s3.console.aws.amazon.com/s3/buckets/834599497928?region=ca-central-1&prefix=sara.gilani/baseline-2021-03-24/6a87033d-ede6-4783-acf8-880bd0e50e61/output/293c496e-8394-460b-8280-3cf135840dc4/ | 1.0.002 | 0 | 0 |  | 0 | 0 | tier_1 | 0
64 | 0 |  | NECB_Default | NECB_Default | NECB_Default | NECB_Default | NECB_Default | NECB_Default | NECB_Default | NECB_Default | MediumOffice | NECB2015 | CAN_AB_Edmonton.Intl.AP.711230_CWEC2016.epw | NaturalGas | NECB_Default | NECB_Default | NECB_Default | NECB_Default | NECB_Default | NECB_Default | NECB_Default | NECB_Default | NECB_Default | NECB_Default | NECB_Default | NECB_Default | NECB_Default | NECB_Default | NECB_Default | NECB_Default | NECB_Default | NECB_Default | NECB_Default | NECB_Default | NECB_Default | NECB_Default | NECB_Default | NECB_Default | NECB_Default | NECB_Default | NECB_Default | aws_batch | 834599497928 | [5 empty] | baseline-2021-03-24 | 6a87033d-ede6-4783-acf8-880bd0e50e61 | TRUE | TRUE | 52150299-aa56-4ccc-9d9d-909ed7801d75 |  | 4982.19 | 3638.3973 | 32.5 | MediumOffice |  |  | 0 | MediumOffice | 3 |  | 3 | NECB2015 | 0.1843 | 19741.4134 | 84.0628 | 80.8785 | 67.2026 | 3.1906 | 420.9934 | 185.6588 | EDMONTON | ALBERTA | 68.2107 | 13.2659 | 0 | 81.4767 | 6.465 | 0.94641 | 0 | 7.4114 | 0 | 0.019257 | 0 | 0 | 0.31082 | 0.074885 | 0 | 0.20199 | 0.09999 | 0.10739 | 0.26289 | 0.0083016 | 0.5737 | 0.060895 | 37.1568 | 78.3574 | Natural Gas | 32.5 | 0.757 | [5 empty] | 0.162 | 0.21 | 2.2 |  | 0 | Edmonton Intl AP | CAN | 23 | 5588 | 53.31 | -113.579 | 7a | 5120 | AB | CAN_AB_Edmonton.Intl.AP.711230_CWEC2016.epw | 0 | 0 | 0 | 0 | 303.39 | 249.2341 | 2.9075 | 0.011666 | 1062.69 | 0.1 | 2021-03-24 15:08:15 +0000 | eef80c06 | 0.2.11 | :adv_dx_units: NECB_Default :analysis_id: 6a87033d-ede6-4783-acf8-880bd0e50e61 :analysis_name: baseline-2021-03-24 :boiler_eff: NECB_Default :btap_batch_version: 1.0.002 :building_type: MediumOffice :compute_environment: aws_batch :datapoint_id: 52150299-aa56-4ccc-9d9d-909ed7801d75 :daylighting_type: NECB_Default :dcv_type: NECB_Default :door_construction_cond: NECB_Default :ecm_system_name: NECB_Default :enable_costing: true :epw_file: CAN_AB_Edmonton.Intl.AP.711230_CWEC2016.epw :erv_package: NECB_Default :ext_floor_cond: NECB_Default :ext_roof_cond: NECB_Default :ext_wall_cond: NECB_Default :fdwr_set: NECB_Default :fixed_wind_solar_trans: NECB_Default :fixed_window_cond: NECB_Default :furnace_eff: NECB_Default :glass_door_cond: NECB_Default :glass_door_solar_trans: NECB_Default :ground_floor_cond: NECB_Default :ground_roof_cond: NECB_Default :ground_wall_cond: NECB_Default :lights_scale: NECB_Default :lights_type: NECB_Default :overhead_door_cond: NECB_Default :primary_heating_fuel: NaturalGas :pv_ground_azimuth_angle: NECB_Default :pv_ground_module_description: NECB_Default :pv_ground_tilt_angle: NECB_Default :pv_ground_total_area_pv_panels_m2: NECB_Default :pv_ground_type: NECB_Default :rotation_degrees: NECB_Default :run_annual_simulation: true :s3_bucket: '834599497928' :scale_x: NECB_Default :scale_y: NECB_Default :scale_z: NECB_Default :shw_eff: NECB_Default :skylight_cond: NECB_Default :skylight_solar_trans: NECB_Default :srr_set: NECB_Default :template: NECB2015 | 0.00098952 | TRUE | 559.242 |  | https://s3.console.aws.amazon.com/s3/buckets/834599497928?region=ca-central-1&prefix=sara.gilani/baseline-2021-03-24/6a87033d-ede6-4783-acf8-880bd0e50e61/output/52150299-aa56-4ccc-9d9d-909ed7801d75/ | 1.0.002 | 0 | 0 |  | 0 | 0 | tier_1 | 0
65 | 0 |  | NECB_Default | NECB_Default | NECB_Default | NECB_Default | NECB_Default | NECB_Default | NECB_Default | NECB_Default | MediumOffice | NECB2015 | CAN_AB_Calgary.Intl.AP.718770_CWEC2016.epw | NaturalGas | NECB_Default | NECB_Default | NECB_Default | NECB_Default | NECB_Default | NECB_Default | NECB_Default | NECB_Default | NECB_Default | NECB_Default | NECB_Default | NECB_Default | NECB_Default | NECB_Default | NECB_Default | NECB_Default | NECB_Default | NECB_Default | NECB_Default | NECB_Default | NECB_Default | NECB_Default | NECB_Default | NECB_Default | NECB_Default | NECB_Default | NECB_Default | aws_batch | 834599497928 | [5 empty] | baseline-2021-03-24 | 6a87033d-ede6-4783-acf8-880bd0e50e61 | TRUE | TRUE | 666c4dd8-f20b-4929-bd0c-00bbbf9d86c4 |  | 4982.19 | 3638.3973 | 33.3 | MediumOffice |  |  | 0 | MediumOffice | 3 |  | 3 | NECB2015 | 0.1843 | 19741.4134 | 84.0804 | 76.9609 | 66.3666 | 3.1915 | 415.8027 | 185.2033 | CALGARY | ALBERTA | 69.8119 | 11.8744 | 0 | 81.6863 | 6.6167 | 0.84713 | 0 | 7.4638 | 0 | 0.021517 | 0 | 0 | 0.31811 | 0.079475 | 0 | 0.1765 | 0.09999 | 0.10739 | 0.23531 | 0.0086829 | 0.55343 | 0.058811 | 37.9331 | 73.3066 | Natural Gas | 33.3 | 0.757 | [5 empty] | 0.162 | 0.21 | 2.2 |  | 0 | Calgary Intl AP | CAN | 64 | 4781 | 51.114 | -114.02 | 7a | 5000 | AB | CAN_AB_Calgary.Intl.AP.718770_CWEC2016.epw | 0 | 0 | 0 | 0 | 293.01 | 249.2341 | 2.9075 | 0.011666 | 1062.69 | 0.1 | 2021-03-24 15:08:28 +0000 | eef80c06 | 0.2.11 | :adv_dx_units: NECB_Default :analysis_id: 6a87033d-ede6-4783-acf8-880bd0e50e61 :analysis_name: baseline-2021-03-24 :boiler_eff: NECB_Default :btap_batch_version: 1.0.002 :building_type: MediumOffice :compute_environment: aws_batch :datapoint_id: 666c4dd8-f20b-4929-bd0c-00bbbf9d86c4 :daylighting_type: NECB_Default :dcv_type: NECB_Default :door_construction_cond: NECB_Default :ecm_system_name: NECB_Default :enable_costing: true :epw_file: CAN_AB_Calgary.Intl.AP.718770_CWEC2016.epw :erv_package: NECB_Default :ext_floor_cond: NECB_Default :ext_roof_cond: NECB_Default :ext_wall_cond: NECB_Default :fdwr_set: NECB_Default :fixed_wind_solar_trans: NECB_Default :fixed_window_cond: NECB_Default :furnace_eff: NECB_Default :glass_door_cond: NECB_Default :glass_door_solar_trans: NECB_Default :ground_floor_cond: NECB_Default :ground_roof_cond: NECB_Default :ground_wall_cond: NECB_Default :lights_scale: NECB_Default :lights_type: NECB_Default :overhead_door_cond: NECB_Default :primary_heating_fuel: NaturalGas :pv_ground_azimuth_angle: NECB_Default :pv_ground_module_description: NECB_Default :pv_ground_tilt_angle: NECB_Default :pv_ground_total_area_pv_panels_m2: NECB_Default :pv_ground_type: NECB_Default :rotation_degrees: NECB_Default :run_annual_simulation: true :s3_bucket: '834599497928' :scale_x: NECB_Default :scale_y: NECB_Default :scale_z: NECB_Default :shw_eff: NECB_Default :skylight_cond: NECB_Default :skylight_solar_trans: NECB_Default :srr_set: NECB_Default :template: NECB2015 | 0.0010538 | TRUE | 559.1016 |  | https://s3.console.aws.amazon.com/s3/buckets/834599497928?region=ca-central-1&prefix=sara.gilani/baseline-2021-03-24/6a87033d-ede6-4783-acf8-880bd0e50e61/output/666c4dd8-f20b-4929-bd0c-00bbbf9d86c4/ | 1.0.002 | 0 | 0 |  | 0 | 0 | tier_1 | 0
66 | 0 |  | NECB_Default | NECB_Default | NECB_Default | NECB_Default | NECB_Default | NECB_Default | NECB_Default | NECB_Default | MediumOffice | NECB2017 | CAN_ON_Toronto.Pearson.Intl.AP.716240_CWEC2016.epw | Electricity | NECB_Default | NECB_Default | NECB_Default | NECB_Default | NECB_Default | NECB_Default | NECB_Default | NECB_Default | NECB_Default | NECB_Default | NECB_Default | NECB_Default | NECB_Default | NECB_Default | NECB_Default | NECB_Default | NECB_Default | NECB_Default | NECB_Default | NECB_Default | NECB_Default | NECB_Default | NECB_Default | NECB_Default | NECB_Default | NECB_Default | NECB_Default | aws_batch | 834599497928 | [5 empty] | baseline-2021-03-24 | 6a87033d-ede6-4783-acf8-880bd0e50e61 | TRUE | TRUE | 7005835d-c0c9-4aab-9c0c-62db9d988f54 |  | 4982.19 | 3638.3973 | 40 | MediumOffice |  |  | 0 | MediumOffice | 3 |  | 3 | NECB2017 | 0.1843 | 19741.4134 | 92.0129 | 52.9665 | 66.698 | 11.5329 | 410.7961 | 187.5859 | TORONTO | ONTARIO | 2.6308 | 0 | 0 | 2.6308 | 21.0777 | 0 | 0 | 21.0777 | 0 | 0.037213 | 0 | 0 | 0.47365 | 0.065702 | 0.00077476 | 0.12439 | 0.09999 | 0.08811 | 0 | 0.012585 | 0.47365 | 0.042433 | 61.4934 | 0 | Electricity | 40 | 0.757 | [5 empty] | 0.156 | 0.278 | 1.9 |  | 0 | Toronto Pearson Intl AP | CAN | 382 | 3615 | 43.677 | -79.631 | 5 | 3890 | ON | CAN_ON_Toronto.Pearson.Intl.AP.716240_CWEC2016.epw | 0 | 0.57841 | 0.0023208 | 211.41 | 0 | 249.2341 | 2.9075 | 0.011666 | 1062.69 | 0.1 | 2021-03-24 15:08:11 +0000 | eef80c06 | 0.2.11 | :adv_dx_units: NECB_Default :analysis_id: 6a87033d-ede6-4783-acf8-880bd0e50e61 :analysis_name: baseline-2021-03-24 :boiler_eff: NECB_Default :btap_batch_version: 1.0.002 :building_type: MediumOffice :compute_environment: aws_batch :datapoint_id: 7005835d-c0c9-4aab-9c0c-62db9d988f54 :daylighting_type: NECB_Default :dcv_type: NECB_Default :door_construction_cond: NECB_Default :ecm_system_name: NECB_Default :enable_costing: true :epw_file: CAN_ON_Toronto.Pearson.Intl.AP.716240_CWEC2016.epw :erv_package: NECB_Default :ext_floor_cond: NECB_Default :ext_roof_cond: NECB_Default :ext_wall_cond: NECB_Default :fdwr_set: NECB_Default :fixed_wind_solar_trans: NECB_Default :fixed_window_cond: NECB_Default :furnace_eff: NECB_Default :glass_door_cond: NECB_Default :glass_door_solar_trans: NECB_Default :ground_floor_cond: NECB_Default :ground_roof_cond: NECB_Default :ground_wall_cond: NECB_Default :lights_scale: NECB_Default :lights_type: NECB_Default :overhead_door_cond: NECB_Default :primary_heating_fuel: Electricity :pv_ground_azimuth_angle: NECB_Default :pv_ground_module_description: NECB_Default :pv_ground_tilt_angle: NECB_Default :pv_ground_total_area_pv_panels_m2: NECB_Default :pv_ground_type: NECB_Default :rotation_degrees: NECB_Default :run_annual_simulation: true :s3_bucket: '834599497928' :scale_x: NECB_Default :scale_y: NECB_Default :scale_z: NECB_Default :shw_eff: NECB_Default :skylight_cond: NECB_Default :skylight_solar_trans: NECB_Default :srr_set: NECB_Default :template: NECB2017 | 0.0024608 | TRUE | 558.8068 |  | https://s3.console.aws.amazon.com/s3/buckets/834599497928?region=ca-central-1&prefix=sara.gilani/baseline-2021-03-24/6a87033d-ede6-4783-acf8-880bd0e50e61/output/7005835d-c0c9-4aab-9c0c-62db9d988f54/ | 1.0.002 | 0 | 0 |  | 0 | 0 | tier_1 | 0
67 | 0 |  | NECB_Default | NECB_Default | NECB_Default | NECB_Default | NECB_Default | NECB_Default | NECB_Default | NECB_Default | MediumOffice | NECB2015 | CAN_YT_Whitehorse.Intl.AP.719640_CWEC2016.epw | Electricity | NECB_Default | NECB_Default | NECB_Default | NECB_Default | NECB_Default | NECB_Default | NECB_Default | NECB_Default | NECB_Default | NECB_Default | NECB_Default | NECB_Default | NECB_Default | NECB_Default | NECB_Default | NECB_Default | NECB_Default | NECB_Default | NECB_Default | NECB_Default | NECB_Default | NECB_Default | NECB_Default | NECB_Default | NECB_Default | NECB_Default | NECB_Default | aws_batch | 834599497928 | [5 empty] | baseline-2021-03-24 | 6a87033d-ede6-4783-acf8-880bd0e50e61 | TRUE | TRUE | 36ad1557-422f-4139-88c1-e71ca42fdc84 |  | 4982.19 | 3638.3973 | 22.8 | MediumOffice |  |  | 0 | MediumOffice | 3 |  | 3 | NECB2015 | 0.1843 | 19741.4134 | 67.3572 | 36.3185 | 59.5634 | 11.3182 | 317.7491 | 143.1918 | WHITEHORSE | YUKON | 7.1422 | 0 | 0 | 7.1422 | 16.3565 | 0 | 0 | 16.3565 | 0 | 0.007292 | 0 | 0 | 0.45919 | 0.044701 | 0 | 0.14561 | 0.09999 | 0.10739 | 0 | 0.0042812 | 0.45919 | 0.049633 | 59.4812 | 0 | Electricity | 22.8 | 0.757 | [5 empty] | 0.162 | 0.21 | 2.2 |  | 0 | Whitehorse Intl AP | CAN | 5 | 6491 | 60.709 | -135.069 | 7b | 6580 | YT | CAN_YT_Whitehorse.Intl.AP.719640_CWEC2016.epw | 0 | 0.67655 | 0.0027145 | 247.28 | 0 | 249.2341 | 2.9075 | 0.011666 | 1062.69 | 0.1 | 2021-03-24 15:07:51 +0000 | eef80c06 | 0.2.11 | :adv_dx_units: NECB_Default :analysis_id: 6a87033d-ede6-4783-acf8-880bd0e50e61 :analysis_name: baseline-2021-03-24 :boiler_eff: NECB_Default :btap_batch_version: 1.0.002 :building_type: MediumOffice :compute_environment: aws_batch :datapoint_id: 36ad1557-422f-4139-88c1-e71ca42fdc84 :daylighting_type: NECB_Default :dcv_type: NECB_Default :door_construction_cond: NECB_Default :ecm_system_name: NECB_Default :enable_costing: true :epw_file: CAN_YT_Whitehorse.Intl.AP.719640_CWEC2016.epw :erv_package: NECB_Default :ext_floor_cond: NECB_Default :ext_roof_cond: NECB_Default :ext_wall_cond: NECB_Default :fdwr_set: NECB_Default :fixed_wind_solar_trans: NECB_Default :fixed_window_cond: NECB_Default :furnace_eff: NECB_Default :glass_door_cond: NECB_Default :glass_door_solar_trans: NECB_Default :ground_floor_cond: NECB_Default :ground_roof_cond: NECB_Default :ground_wall_cond: NECB_Default :lights_scale: NECB_Default :lights_type: NECB_Default :overhead_door_cond: NECB_Default :primary_heating_fuel: Electricity :pv_ground_azimuth_angle: NECB_Default :pv_ground_module_description: NECB_Default :pv_ground_tilt_angle: NECB_Default :pv_ground_total_area_pv_panels_m2: NECB_Default :pv_ground_type: NECB_Default :rotation_degrees: NECB_Default :run_annual_simulation: true :s3_bucket: '834599497928' :scale_x: NECB_Default :scale_y: NECB_Default :scale_z: NECB_Default :shw_eff: NECB_Default :skylight_cond: NECB_Default :skylight_solar_trans: NECB_Default :srr_set: NECB_Default :template: NECB2015 | 0.00029304 | TRUE | 559.2452 |  | https://s3.console.aws.amazon.com/s3/buckets/834599497928?region=ca-central-1&prefix=sara.gilani/baseline-2021-03-24/6a87033d-ede6-4783-acf8-880bd0e50e61/output/36ad1557-422f-4139-88c1-e71ca42fdc84/ | 1.0.002 | 0 | 0 |  | 0 | 0 | tier_1 | 0
68 | 0 |  | NECB_Default | NECB_Default | NECB_Default | NECB_Default | NECB_Default | NECB_Default | NECB_Default | NECB_Default | MediumOffice | NECB2015 | CAN_QC_Montreal-Trudeau.Intl.AP.716270_CWEC2016.epw | Electricity | NECB_Default | NECB_Default | NECB_Default | NECB_Default | NECB_Default | NECB_Default | NECB_Default | NECB_Default | NECB_Default | NECB_Default | NECB_Default | NECB_Default | NECB_Default | NECB_Default | NECB_Default | NECB_Default | NECB_Default | NECB_Default | NECB_Default | NECB_Default | NECB_Default | NECB_Default | NECB_Default | NECB_Default | NECB_Default | NECB_Default | NECB_Default | aws_batch | 834599497928 | [5 empty] | baseline-2021-03-24 | 6a87033d-ede6-4783-acf8-880bd0e50e61 | TRUE | TRUE | 10bec004-ca4d-4ed0-900d-03bb8dc7daf1 |  | 4982.19 | 3638.3973 | 37.3 | MediumOffice |  |  | 0 | MediumOffice | 3 |  | 3 | NECB2015 | 0.1843 | 19741.4134 | 83.3391 | 52.9977 | 62.0482 | 11.5266 | 389.3566 | 179.445 | MONTREAL | QUEBEC | 0.19293 | 0 | 0 | 0.19293 | 12.2873 | 0 | 0 | 12.2873 | 0 | 0.036183 | 0 | 0 | 0.49646 | 0.057087 | 0 | 0.13799 | 0.09999 | 0.10739 | 0 | 0.011676 | 0.49646 | 0.04376 | 69.2801 | 0 | Electricity | 37.3 | 0.757 | [5 empty] | 0.183 | 0.247 | 2.2 |  | 0 | Montreal-Trudeau Intl AP | CAN | 323 | 4090 | 45.471 | -73.741 | 6 | 4400 | QC | CAN_QC_Montreal-Trudeau.Intl.AP.716270_CWEC2016.epw | 0 | 0.5965 | 0.0023933 | 218.02 | 0 | 249.2341 | 2.9075 | 0.011666 | 1062.69 | 0.1 | 2021-03-24 15:07:53 +0000 | eef80c06 | 0.2.11 | :adv_dx_units: NECB_Default :analysis_id: 6a87033d-ede6-4783-acf8-880bd0e50e61 :analysis_name: baseline-2021-03-24 :boiler_eff: NECB_Default :btap_batch_version: 1.0.002 :building_type: MediumOffice :compute_environment: aws_batch :datapoint_id: 10bec004-ca4d-4ed0-900d-03bb8dc7daf1 :daylighting_type: NECB_Default :dcv_type: NECB_Default :door_construction_cond: NECB_Default :ecm_system_name: NECB_Default :enable_costing: true :epw_file: CAN_QC_Montreal-Trudeau.Intl.AP.716270_CWEC2016.epw :erv_package: NECB_Default :ext_floor_cond: NECB_Default :ext_roof_cond: NECB_Default :ext_wall_cond: NECB_Default :fdwr_set: NECB_Default :fixed_wind_solar_trans: NECB_Default :fixed_window_cond: NECB_Default :furnace_eff: NECB_Default :glass_door_cond: NECB_Default :glass_door_solar_trans: NECB_Default :ground_floor_cond: NECB_Default :ground_roof_cond: NECB_Default :ground_wall_cond: NECB_Default :lights_scale: NECB_Default :lights_type: NECB_Default :overhead_door_cond: NECB_Default :primary_heating_fuel: Electricity :pv_ground_azimuth_angle: NECB_Default :pv_ground_module_description: NECB_Default :pv_ground_tilt_angle: NECB_Default :pv_ground_total_area_pv_panels_m2: NECB_Default :pv_ground_type: NECB_Default :rotation_degrees: NECB_Default :run_annual_simulation: true :s3_bucket: '834599497928' :scale_x: NECB_Default :scale_y: NECB_Default :scale_z: NECB_Default :shw_eff: NECB_Default :skylight_cond: NECB_Default :skylight_solar_trans: NECB_Default :srr_set: NECB_Default :template: NECB2015 | 0.0023845 | TRUE | 559.9184 |  | https://s3.console.aws.amazon.com/s3/buckets/834599497928?region=ca-central-1&prefix=sara.gilani/baseline-2021-03-24/6a87033d-ede6-4783-acf8-880bd0e50e61/output/10bec004-ca4d-4ed0-900d-03bb8dc7daf1/ | 1.0.002 | 0 | 0 |  | 0 | 0 | tier_1 | 0
69 | 0 |  | NECB_Default | NECB_Default | NECB_Default | NECB_Default | NECB_Default | NECB_Default | NECB_Default | NECB_Default | MediumOffice | NECB2017 | CAN_NS_Halifax.Dockyard.713280_CWEC2016.epw | NaturalGas | NECB_Default | NECB_Default | NECB_Default | NECB_Default | NECB_Default | NECB_Default | NECB_Default | NECB_Default | NECB_Default | NECB_Default | NECB_Default | NECB_Default | NECB_Default | NECB_Default | NECB_Default | NECB_Default | NECB_Default | NECB_Default | NECB_Default | NECB_Default | NECB_Default | NECB_Default | NECB_Default | NECB_Default | NECB_Default | NECB_Default | NECB_Default | aws_batch | 834599497928 | [5 empty] | baseline-2021-03-24 | 6a87033d-ede6-4783-acf8-880bd0e50e61 | TRUE | TRUE | 359bf786-aac9-419c-aef0-3bfa60f63e63 |  | 4982.19 | 3638.3973 | 40 | MediumOffice |  |  | 0 | MediumOffice | 3 |  | 3 | NECB2017 | 0.1843 | 19741.4134 | 74.8699 | 66.0967 | 60.0204 | 3.077 | 376.1535 | 172.0894 | HALIFAX | NOVA SCOTIA | 58.1384 | 9.9663 | 0 | 68.1047 | 11.402 | 2.5156 | 0 | 13.9176 | 0 | 0.025222 | 0 | 0 | 0.2867 | 0.057017 | 0.00041949 | 0.14494 | 0.09999 | 0.08811 | 0.20029 | 0.014474 | 0.48698 | 0.055349 | 32.5991 | 48.5131 | Natural Gas | 40 | 0.757 | [5 empty] | 0.156 | 0.247 | 1.9 |  | 0 | Halifax Dockyard | CAN | 112 | 3647 | 44.655 | -63.577 | 6 | 4000 | NS | CAN_NS_Halifax.Dockyard.713280_CWEC2016.epw | 0 | 0 | 0 | 0 | 275.76 | 249.2341 | 2.9075 | 0.011666 | 1062.69 | 0.1 | 2021-03-24 15:08:34 +0000 | eef80c06 | 0.2.11 | :adv_dx_units: NECB_Default :analysis_id: 6a87033d-ede6-4783-acf8-880bd0e50e61 :analysis_name: baseline-2021-03-24 :boiler_eff: NECB_Default :btap_batch_version: 1.0.002 :building_type: MediumOffice :compute_environment: aws_batch :datapoint_id: 359bf786-aac9-419c-aef0-3bfa60f63e63 :daylighting_type: NECB_Default :dcv_type: NECB_Default :door_construction_cond: NECB_Default :ecm_system_name: NECB_Default :enable_costing: true :epw_file: CAN_NS_Halifax.Dockyard.713280_CWEC2016.epw :erv_package: NECB_Default :ext_floor_cond: NECB_Default :ext_roof_cond: NECB_Default :ext_wall_cond: NECB_Default :fdwr_set: NECB_Default :fixed_wind_solar_trans: NECB_Default :fixed_window_cond: NECB_Default :furnace_eff: NECB_Default :glass_door_cond: NECB_Default :glass_door_solar_trans: NECB_Default :ground_floor_cond: NECB_Default :ground_roof_cond: NECB_Default :ground_wall_cond: NECB_Default :lights_scale: NECB_Default :lights_type: NECB_Default :overhead_door_cond: NECB_Default :primary_heating_fuel: NaturalGas :pv_ground_azimuth_angle: NECB_Default :pv_ground_module_description: NECB_Default :pv_ground_tilt_angle: NECB_Default :pv_ground_total_area_pv_panels_m2: NECB_Default :pv_ground_type: NECB_Default :rotation_degrees: NECB_Default :run_annual_simulation: true :s3_bucket: '834599497928' :scale_x: NECB_Default :scale_y: NECB_Default :scale_z: NECB_Default :shw_eff: NECB_Default :skylight_cond: NECB_Default :skylight_solar_trans: NECB_Default :srr_set: NECB_Default :template: NECB2017 | 0.0014652 | TRUE | 559.3745 |  | https://s3.console.aws.amazon.com/s3/buckets/834599497928?region=ca-central-1&prefix=sara.gilani/baseline-2021-03-24/6a87033d-ede6-4783-acf8-880bd0e50e61/output/359bf786-aac9-419c-aef0-3bfa60f63e63/ | 1.0.002 | 0 | 0 |  | 0 | 0 | tier_1 | 0
70 | 0 |  | NECB_Default | NECB_Default | NECB_Default | NECB_Default | NECB_Default | NECB_Default | NECB_Default | NECB_Default | MediumOffice | NECB2015 | CAN_BC_Vancouver.Intl.AP.718920_CWEC2016.epw | NaturalGas | NECB_Default | NECB_Default | NECB_Default | NECB_Default | NECB_Default | NECB_Default | NECB_Default | NECB_Default | NECB_Default | NECB_Default | NECB_Default | NECB_Default | NECB_Default | NECB_Default | NECB_Default | NECB_Default | NECB_Default | NECB_Default | NECB_Default | NECB_Default | NECB_Default | NECB_Default | NECB_Default | NECB_Default | NECB_Default | NECB_Default | NECB_Default | aws_batch | 834599497928 | [5 empty] | baseline-2021-03-24 | 6a87033d-ede6-4783-acf8-880bd0e50e61 | TRUE | TRUE | a3431d29-a18c-4759-8ec9-027058467061 |  | 4982.19 | 3638.3973 | 40 | MediumOffice |  |  | 0 | MediumOffice | 3 |  | 3 | NECB2015 | 0.1843 | 19741.4134 | 80.4787 | 64.5813 | 60.268 | 3.1221 | 383.1193 | 174.6693 | VANCOUVER | BRITISH COLUMBIA | 0.91692 | 10.3969 | 0 | 11.3138 | 9.1563 | 2.3324 | 0 | 11.4888 | 0 | 0.026017 | 0 | 0 | 0.32354 | 0.073853 | 0 | 0.15322 | 0.09999 | 0.10739 | 0.20623 | 0.014901 | 0.52977 | 0.053013 | 37.402 | 46.2902 | Natural Gas | 40 | 0.757 | [5 empty] | 0.227 | 0.315 | 2.4 |  | 0 | Vancouver Intl AP | CAN | 42 | 2797 | 49.195 | -123.184 | 4 | 2800 | BC | CAN_BC_Vancouver.Intl.AP.718920_CWEC2016.epw | 0 | 0 | 0 | 0 | 264.12 | 249.2341 | 2.9075 | 0.011666 | 1062.69 | 0.1 | 2021-03-24 15:08:29 +0000 | eef80c06 | 0.2.11 | :adv_dx_units: NECB_Default :analysis_id: 6a87033d-ede6-4783-acf8-880bd0e50e61 :analysis_name: baseline-2021-03-24 :boiler_eff: NECB_Default :btap_batch_version: 1.0.002 :building_type: MediumOffice :compute_environment: aws_batch :datapoint_id: a3431d29-a18c-4759-8ec9-027058467061 :daylighting_type: NECB_Default :dcv_type: NECB_Default :door_construction_cond: NECB_Default :ecm_system_name: NECB_Default :enable_costing: true :epw_file: CAN_BC_Vancouver.Intl.AP.718920_CWEC2016.epw :erv_package: NECB_Default :ext_floor_cond: NECB_Default :ext_roof_cond: NECB_Default :ext_wall_cond: NECB_Default :fdwr_set: NECB_Default :fixed_wind_solar_trans: NECB_Default :fixed_window_cond: NECB_Default :furnace_eff: NECB_Default :glass_door_cond: NECB_Default :glass_door_solar_trans: NECB_Default :ground_floor_cond: NECB_Default :ground_roof_cond: NECB_Default :ground_wall_cond: NECB_Default :lights_scale: NECB_Default :lights_type: NECB_Default :overhead_door_cond: NECB_Default :primary_heating_fuel: NaturalGas :pv_ground_azimuth_angle: NECB_Default :pv_ground_module_description: NECB_Default :pv_ground_tilt_angle: NECB_Default :pv_ground_total_area_pv_panels_m2: NECB_Default :pv_ground_type: NECB_Default :rotation_degrees: NECB_Default :run_annual_simulation: true :s3_bucket: '834599497928' :scale_x: NECB_Default :scale_y: NECB_Default :scale_z: NECB_Default :shw_eff: NECB_Default :skylight_cond: NECB_Default :skylight_solar_trans: NECB_Default :srr_set: NECB_Default :template: NECB2015 | 0.0013889 | TRUE | 560.0875 |  | https://s3.console.aws.amazon.com/s3/buckets/834599497928?region=ca-central-1&prefix=sara.gilani/baseline-2021-03-24/6a87033d-ede6-4783-acf8-880bd0e50e61/output/a3431d29-a18c-4759-8ec9-027058467061/ | 1.0.002 | 0 | 0 |  | 0 | 0 | tier_1 | 0
71 | 0 |  | NECB_Default | NECB_Default | NECB_Default | NECB_Default | NECB_Default | NECB_Default | NECB_Default | NECB_Default | MediumOffice | NECB2017 | CAN_AB_Edmonton.Intl.AP.711230_CWEC2016.epw | Electricity | NECB_Default | NECB_Default | NECB_Default | NECB_Default | NECB_Default | NECB_Default | NECB_Default | NECB_Default | NECB_Default | NECB_Default | NECB_Default | NECB_Default | NECB_Default | NECB_Default | NECB_Default | NECB_Default | NECB_Default | NECB_Default | NECB_Default | NECB_Default | NECB_Default | NECB_Default | NECB_Default | NECB_Default | NECB_Default | NECB_Default | NECB_Default | aws_batch | 834599497928 | [5 empty] | baseline-2021-03-24 | 6a87033d-ede6-4783-acf8-880bd0e50e61 | TRUE | TRUE | c6b15748-6c83-437c-9f9a-32c99cc8caee |  | 4982.19 | 3638.3973 | 32.5 | MediumOffice |  |  | 0 | MediumOffice | 3 |  | 3 | NECB2017 | 0.1843 | 19741.4134 | 85.6351 | 50.0093 | 67.2026 | 11.5279 | 394.2306 | 179.8556 | EDMONTON | ALBERTA | 103.6997 | 0 | 0 | 103.6997 | 9.8286 | 0 | 0 | 9.8286 | 0 | 0.018707 | 0 | 0 | 0.47253 | 0.072085 | 0.00018265 | 0.137 | 0.09999 | 0.08811 | 0 | 0.0076713 | 0.47253 | 0.047822 | 60.0829 | 0 | Electricity | 32.5 | 0.757 | [5 empty] | 0.138 | 0.21 | 1.9 |  | 0 | Edmonton Intl AP | CAN | 23 | 5588 | 53.31 | -113.579 | 7a | 5120 | AB | CAN_AB_Edmonton.Intl.AP.711230_CWEC2016.epw | 0 | 0.65187 | 0.0026155 | 238.26 | 0 | 249.2341 | 2.9075 | 0.011666 | 1062.69 | 0.1 | 2021-03-24 15:08:08 +0000 | eef80c06 | 0.2.11 | :adv_dx_units: NECB_Default :analysis_id: 6a87033d-ede6-4783-acf8-880bd0e50e61 :analysis_name: baseline-2021-03-24 :boiler_eff: NECB_Default :btap_batch_version: 1.0.002 :building_type: MediumOffice :compute_environment: aws_batch :datapoint_id: c6b15748-6c83-437c-9f9a-32c99cc8caee :daylighting_type: NECB_Default :dcv_type: NECB_Default :door_construction_cond: NECB_Default :ecm_system_name: NECB_Default :enable_costing: true :epw_file: CAN_AB_Edmonton.Intl.AP.711230_CWEC2016.epw :erv_package: NECB_Default :ext_floor_cond: NECB_Default :ext_roof_cond: NECB_Default :ext_wall_cond: NECB_Default :fdwr_set: NECB_Default :fixed_wind_solar_trans: NECB_Default :fixed_window_cond: NECB_Default :furnace_eff: NECB_Default :glass_door_cond: NECB_Default :glass_door_solar_trans: NECB_Default :ground_floor_cond: NECB_Default :ground_roof_cond: NECB_Default :ground_wall_cond: NECB_Default :lights_scale: NECB_Default :lights_type: NECB_Default :overhead_door_cond: NECB_Default :primary_heating_fuel: Electricity :pv_ground_azimuth_angle: NECB_Default :pv_ground_module_description: NECB_Default :pv_ground_tilt_angle: NECB_Default :pv_ground_total_area_pv_panels_m2: NECB_Default :pv_ground_type: NECB_Default :rotation_degrees: NECB_Default :run_annual_simulation: true :s3_bucket: '834599497928' :scale_x: NECB_Default :scale_y: NECB_Default :scale_z: NECB_Default :shw_eff: NECB_Default :skylight_cond: NECB_Default :skylight_solar_trans: NECB_Default :srr_set: NECB_Default :template: NECB2017 | 0.0009534 | TRUE | 560.8443 |  | https://s3.console.aws.amazon.com/s3/buckets/834599497928?region=ca-central-1&prefix=sara.gilani/baseline-2021-03-24/6a87033d-ede6-4783-acf8-880bd0e50e61/output/c6b15748-6c83-437c-9f9a-32c99cc8caee/ | 1.0.002 | 0 | 0 |  | 0 | 0 | tier_1 | 0
72 | 0 |  | NECB_Default | NECB_Default | NECB_Default | NECB_Default | NECB_Default | NECB_Default | NECB_Default | NECB_Default | MediumOffice | NECB2017 | CAN_NS_Halifax.Dockyard.713280_CWEC2016.epw | Electricity | NECB_Default | NECB_Default | NECB_Default | NECB_Default | NECB_Default | NECB_Default | NECB_Default | NECB_Default | NECB_Default | NECB_Default | NECB_Default | NECB_Default | NECB_Default | NECB_Default | NECB_Default | NECB_Default | NECB_Default | NECB_Default | NECB_Default | NECB_Default | NECB_Default | NECB_Default | NECB_Default | NECB_Default | NECB_Default | NECB_Default | NECB_Default | aws_batch | 834599497928 | [5 empty] | baseline-2021-03-24 | 6a87033d-ede6-4783-acf8-880bd0e50e61 | TRUE | TRUE | 2ca11ccf-7c17-4f6f-9f3c-1f38cea82da5 |  | 4982.19 | 3638.3973 | 40 | MediumOffice |  |  | 0 | MediumOffice | 3 |  | 3 | NECB2017 | 0.1843 | 19741.4134 | 74.8699 | 48.658 | 60.0204 | 11.4142 | 361.9883 | 167.0257 | HALIFAX | NOVA SCOTIA | 90.6932 | 0 | 0 | 90.6932 | 17.7866 | 0 | 0 | 17.7866 | 0 | 0.025224 | 0 | 0 | 0.44723 | 0.056722 | 0.00041749 | 0.12239 | 0.09999 | 0.08811 | 0 | 0.0097628 | 0.44723 | 0.043148 | 51.412 | 0 | Electricity | 40 | 0.757 | [5 empty] | 0.156 | 0.247 | 1.9 |  | 0 | Halifax Dockyard | CAN | 112 | 3647 | 44.655 | -63.577 | 6 | 4000 | NS | CAN_NS_Halifax.Dockyard.713280_CWEC2016.epw | 0 | 0.58815 | 0.0023598 | 214.97 | 0 | 249.2341 | 2.9075 | 0.011666 | 1062.69 | 0.1 | 2021-03-24 15:08:03 +0000 | eef80c06 | 0.2.11 | :adv_dx_units: NECB_Default :analysis_id: 6a87033d-ede6-4783-acf8-880bd0e50e61 :analysis_name: baseline-2021-03-24 :boiler_eff: NECB_Default :btap_batch_version: 1.0.002 :building_type: MediumOffice :compute_environment: aws_batch :datapoint_id: 2ca11ccf-7c17-4f6f-9f3c-1f38cea82da5 :daylighting_type: NECB_Default :dcv_type: NECB_Default :door_construction_cond: NECB_Default :ecm_system_name: NECB_Default :enable_costing: true :epw_file: CAN_NS_Halifax.Dockyard.713280_CWEC2016.epw :erv_package: NECB_Default :ext_floor_cond: NECB_Default :ext_roof_cond: NECB_Default :ext_wall_cond: NECB_Default :fdwr_set: NECB_Default :fixed_wind_solar_trans: NECB_Default :fixed_window_cond: NECB_Default :furnace_eff: NECB_Default :glass_door_cond: NECB_Default :glass_door_solar_trans: NECB_Default :ground_floor_cond: NECB_Default :ground_roof_cond: NECB_Default :ground_wall_cond: NECB_Default :lights_scale: NECB_Default :lights_type: NECB_Default :overhead_door_cond: NECB_Default :primary_heating_fuel: Electricity :pv_ground_azimuth_angle: NECB_Default :pv_ground_module_description: NECB_Default :pv_ground_tilt_angle: NECB_Default :pv_ground_total_area_pv_panels_m2: NECB_Default :pv_ground_type: NECB_Default :rotation_degrees: NECB_Default :run_annual_simulation: true :s3_bucket: '834599497928' :scale_x: NECB_Default :scale_y: NECB_Default :scale_z: NECB_Default :shw_eff: NECB_Default :skylight_cond: NECB_Default :skylight_solar_trans: NECB_Default :srr_set: NECB_Default :template: NECB2017 | 0.0014652 | TRUE | 561.4744 |  | https://s3.console.aws.amazon.com/s3/buckets/834599497928?region=ca-central-1&prefix=sara.gilani/baseline-2021-03-24/6a87033d-ede6-4783-acf8-880bd0e50e61/output/2ca11ccf-7c17-4f6f-9f3c-1f38cea82da5/ | 1.0.002 | 0 | 0 |  | 0 | 0 | tier_1 | 0
73 | 0 |  | NECB_Default | NECB_Default | NECB_Default | NECB_Default | NECB_Default | NECB_Default | NECB_Default | NECB_Default | PrimarySchool | NECB2011 | CAN_NS_Halifax.Dockyard.713280_CWEC2016.epw | Electricity | NECB_Default | NECB_Default | NECB_Default | NECB_Default | NECB_Default | NECB_Default | NECB_Default | NECB_Default | NECB_Default | NECB_Default | NECB_Default | NECB_Default | NECB_Default | NECB_Default | NECB_Default | NECB_Default | NECB_Default | NECB_Default | NECB_Default | NECB_Default | NECB_Default | NECB_Default | NECB_Default | NECB_Default | NECB_Default | NECB_Default | NECB_Default | aws_batch | 834599497928 | [5 empty] | baseline-2021-03-24 | 6a87033d-ede6-4783-acf8-880bd0e50e61 | TRUE | TRUE | 2bff56e6-fbb0-442c-94c4-d7ca5861b505 |  | 6871 | 9383 | 40 | PrimarySchool |  |  | 5 | PrimarySchool | 1 |  | 1 | NECB2011 | 0.3414 | 27484 | 176.7047 | 9.1105 | 58.7077 | 9.2078 | 460.7253 | 206.9946 | HALIFAX | NOVA SCOTIA | 133.4978 | 0 | 0 | 133.4978 | 26.1814 | 0 | 0 | 26.1814 | 0 | 0.029159 | 0 | 0 | 0.65832 | 0.11488 | 0 | 0.27044 | 0.042586 | 0.13178 | 0 | 0.00031728 | 0.65832 | 0.06916 | 110.7752 | 0 | Electricity | 40 | 0.757 | [5 empty] | 0.183 | 0.247 | 2.2 | 2.2 | 5 | Halifax Dockyard | CAN | 112 | 3647 | 44.655 | -63.577 | 6 | 4000 | NS | CAN_NS_Halifax.Dockyard.713280_CWEC2016.epw | 0 | 1.3001 | 0.0007201 | 475.2 | 0 | 1805.5007 | 6.4868 | 0.0035928 | 2370.94 | 0.1 | 2021-03-24 15:08:49 +0000 | eef80c06 | 0.2.11 | :adv_dx_units: NECB_Default :analysis_id: 6a87033d-ede6-4783-acf8-880bd0e50e61 :analysis_name: baseline-2021-03-24 :boiler_eff: NECB_Default :btap_batch_version: 1.0.002 :building_type: PrimarySchool :compute_environment: aws_batch :datapoint_id: 2bff56e6-fbb0-442c-94c4-d7ca5861b505 :daylighting_type: NECB_Default :dcv_type: NECB_Default :door_construction_cond: NECB_Default :ecm_system_name: NECB_Default :enable_costing: true :epw_file: CAN_NS_Halifax.Dockyard.713280_CWEC2016.epw :erv_package: NECB_Default :ext_floor_cond: NECB_Default :ext_roof_cond: NECB_Default :ext_wall_cond: NECB_Default :fdwr_set: NECB_Default :fixed_wind_solar_trans: NECB_Default :fixed_window_cond: NECB_Default :furnace_eff: NECB_Default :glass_door_cond: NECB_Default :glass_door_solar_trans: NECB_Default :ground_floor_cond: NECB_Default :ground_roof_cond: NECB_Default :ground_wall_cond: NECB_Default :lights_scale: NECB_Default :lights_type: NECB_Default :overhead_door_cond: NECB_Default :primary_heating_fuel: Electricity :pv_ground_azimuth_angle: NECB_Default :pv_ground_module_description: NECB_Default :pv_ground_tilt_angle: NECB_Default :pv_ground_total_area_pv_panels_m2: NECB_Default :pv_ground_type: NECB_Default :rotation_degrees: NECB_Default :run_annual_simulation: true :s3_bucket: '834599497928' :scale_x: NECB_Default :scale_y: NECB_Default :scale_z: NECB_Default :shw_eff: NECB_Default :skylight_cond: NECB_Default :skylight_solar_trans: NECB_Default :srr_set: NECB_Default :template: NECB2011 | 0 | TRUE | 611.7048 |  | https://s3.console.aws.amazon.com/s3/buckets/834599497928?region=ca-central-1&prefix=sara.gilani/baseline-2021-03-24/6a87033d-ede6-4783-acf8-880bd0e50e61/output/2bff56e6-fbb0-442c-94c4-d7ca5861b505/ | 1.0.002 | 0 | 0 |  | 0 | 0 | tier_1 | 0
74 | 0 |  | NECB_Default | NECB_Default | NECB_Default | NECB_Default | NECB_Default | NECB_Default | NECB_Default | NECB_Default | PrimarySchool | NECB2011 | CAN_AB_Edmonton.Intl.AP.711230_CWEC2016.epw | Electricity | NECB_Default | NECB_Default | NECB_Default | NECB_Default | NECB_Default | NECB_Default | NECB_Default | NECB_Default | NECB_Default | NECB_Default | NECB_Default | NECB_Default | NECB_Default | NECB_Default | NECB_Default | NECB_Default | NECB_Default | NECB_Default | NECB_Default | NECB_Default | NECB_Default | NECB_Default | NECB_Default | NECB_Default | NECB_Default | NECB_Default | NECB_Default | aws_batch | 834599497928 | [5 empty] | baseline-2021-03-24 | 6a87033d-ede6-4783-acf8-880bd0e50e61 | TRUE | TRUE | 72f69313-d08c-427f-8598-f3d53b0c5894 |  | 6871 | 9383 | 32.5 | PrimarySchool |  |  | 5 | PrimarySchool | 1 |  | 1 | NECB2011 | 0.3414 | 27484 | 207.1248 | 11.3312 | 65.7471 | 9.3466 | 519.7325 | 226.1829 | EDMONTON | ALBERTA | 176.2633 | 0 | 0 | 176.2633 | 16.7061 | 0 | 0 | 16.7061 | 0 | 0.026642 | 0 | 0 | 0.80318 | 0.11909 | 0 | 0.40564 | 0.042586 | 0.13178 | 0 | 0.00031728 | 0.80318 | 0.077129 | 131.3716 | 0 | Electricity | 32.5 | 0.757 | [5 empty] | 0.162 | 0.21 | 2.2 | 2.2 | 5 | Edmonton Intl AP | CAN | 23 | 5588 | 53.31 | -113.579 | 7a | 5120 | AB | CAN_AB_Edmonton.Intl.AP.711230_CWEC2016.epw | 0 | 1.4499 | 0.00080306 | 529.95 | 0 | 1805.5007 | 6.4868 | 0.0035928 | 2370.94 | 0.1 | 2021-03-24 15:08:25 +0000 | eef80c06 | 0.2.11 | :adv_dx_units: NECB_Default :analysis_id: 6a87033d-ede6-4783-acf8-880bd0e50e61 :analysis_name: baseline-2021-03-24 :boiler_eff: NECB_Default :btap_batch_version: 1.0.002 :building_type: PrimarySchool :compute_environment: aws_batch :datapoint_id: 72f69313-d08c-427f-8598-f3d53b0c5894 :daylighting_type: NECB_Default :dcv_type: NECB_Default :door_construction_cond: NECB_Default :ecm_system_name: NECB_Default :enable_costing: true :epw_file: CAN_AB_Edmonton.Intl.AP.711230_CWEC2016.epw :erv_package: NECB_Default :ext_floor_cond: NECB_Default :ext_roof_cond: NECB_Default :ext_wall_cond: NECB_Default :fdwr_set: NECB_Default :fixed_wind_solar_trans: NECB_Default :fixed_window_cond: NECB_Default :furnace_eff: NECB_Default :glass_door_cond: NECB_Default :glass_door_solar_trans: NECB_Default :ground_floor_cond: NECB_Default :ground_roof_cond: NECB_Default :ground_wall_cond: NECB_Default :lights_scale: NECB_Default :lights_type: NECB_Default :overhead_door_cond: NECB_Default :primary_heating_fuel: Electricity :pv_ground_azimuth_angle: NECB_Default :pv_ground_module_description: NECB_Default :pv_ground_tilt_angle: NECB_Default :pv_ground_total_area_pv_panels_m2: NECB_Default :pv_ground_type: NECB_Default :rotation_degrees: NECB_Default :run_annual_simulation: true :s3_bucket: '834599497928' :scale_x: NECB_Default :scale_y: NECB_Default :scale_z: NECB_Default :shw_eff: NECB_Default :skylight_cond: NECB_Default :skylight_solar_trans: NECB_Default :srr_set: NECB_Default :template: NECB2011 | 0 | TRUE | 612.8443 |  | https://s3.console.aws.amazon.com/s3/buckets/834599497928?region=ca-central-1&prefix=sara.gilani/baseline-2021-03-24/6a87033d-ede6-4783-acf8-880bd0e50e61/output/72f69313-d08c-427f-8598-f3d53b0c5894/ | 1.0.002 | 0 | 0 |  | 0 | 0 | tier_1 | 0
75 | 0 |  | NECB_Default | NECB_Default | NECB_Default | NECB_Default | NECB_Default | NECB_Default | NECB_Default | NECB_Default | PrimarySchool | NECB2011 | CAN_QC_Montreal-Trudeau.Intl.AP.716270_CWEC2016.epw | Electricity | NECB_Default | NECB_Default | NECB_Default | NECB_Default | NECB_Default | NECB_Default | NECB_Default | NECB_Default | NECB_Default | NECB_Default | NECB_Default | NECB_Default | NECB_Default | NECB_Default | NECB_Default | NECB_Default | NECB_Default | NECB_Default | NECB_Default | NECB_Default | NECB_Default | NECB_Default | NECB_Default | NECB_Default | NECB_Default | NECB_Default | NECB_Default | aws_batch | 834599497928 | [5 empty] | baseline-2021-03-24 | 6a87033d-ede6-4783-acf8-880bd0e50e61 | TRUE | TRUE | 763804fc-b208-4f84-b5ca-ed7edc80b402 |  | 6871 | 9383 | 37.3 | PrimarySchool |  |  | 5 | PrimarySchool | 1 |  | 1 | NECB2011 | 0.3414 | 27484 | 206.1024 | 11.6427 | 60.6949 | 9.3098 | 517.5839 | 229.834 | MONTREAL | QUEBEC | 0.29561 | 0 | 0 | 0.29561 | 18.8274 | 0 | 0 | 18.8274 | 0 | 0.057747 | 0 | 0 | 0.7607 | 0.11518 | 0 | 0.34296 | 0.042586 | 0.13178 | 0 | 0.00031728 | 0.7607 | 0.070137 | 142.8481 | 0 | Electricity | 37.3 | 0.757 | [5 empty] | 0.183 | 0.247 | 2.2 | 2.2 | 5 | Montreal-Trudeau Intl AP | CAN | 323 | 4090 | 45.471 | -73.741 | 6 | 4400 | QC | CAN_QC_Montreal-Trudeau.Intl.AP.716270_CWEC2016.epw | 0 | 1.3185 | 0.00073027 | 481.91 | 0 | 1805.5007 | 6.4868 | 0.0035928 | 2370.94 | 0.1 | 2021-03-24 15:08:23 +0000 | eef80c06 | 0.2.11 | :adv_dx_units: NECB_Default :analysis_id: 6a87033d-ede6-4783-acf8-880bd0e50e61 :analysis_name: baseline-2021-03-24 :boiler_eff: NECB_Default :btap_batch_version: 1.0.002 :building_type: PrimarySchool :compute_environment: aws_batch :datapoint_id: 763804fc-b208-4f84-b5ca-ed7edc80b402 :daylighting_type: NECB_Default :dcv_type: NECB_Default :door_construction_cond: NECB_Default :ecm_system_name: NECB_Default :enable_costing: true :epw_file: CAN_QC_Montreal-Trudeau.Intl.AP.716270_CWEC2016.epw :erv_package: NECB_Default :ext_floor_cond: NECB_Default :ext_roof_cond: NECB_Default :ext_wall_cond: NECB_Default :fdwr_set: NECB_Default :fixed_wind_solar_trans: NECB_Default :fixed_window_cond: NECB_Default :furnace_eff: NECB_Default :glass_door_cond: NECB_Default :glass_door_solar_trans: NECB_Default :ground_floor_cond: NECB_Default :ground_roof_cond: NECB_Default :ground_wall_cond: NECB_Default :lights_scale: NECB_Default :lights_type: NECB_Default :overhead_door_cond: NECB_Default :primary_heating_fuel: Electricity :pv_ground_azimuth_angle: NECB_Default :pv_ground_module_description: NECB_Default :pv_ground_tilt_angle: NECB_Default :pv_ground_total_area_pv_panels_m2: NECB_Default :pv_ground_type: NECB_Default :rotation_degrees: NECB_Default :run_annual_simulation: true :s3_bucket: '834599497928' :scale_x: NECB_Default :scale_y: NECB_Default :scale_z: NECB_Default :shw_eff: NECB_Default :skylight_cond: NECB_Default :skylight_solar_trans: NECB_Default :srr_set: NECB_Default :template: NECB2011 | 0 | TRUE | 613.3054 |  | https://s3.console.aws.amazon.com/s3/buckets/834599497928?region=ca-central-1&prefix=sara.gilani/baseline-2021-03-24/6a87033d-ede6-4783-acf8-880bd0e50e61/output/763804fc-b208-4f84-b5ca-ed7edc80b402/ | 1.0.002 | 0 | 0 |  | 0 | 0 | tier_1 | 0
76 | 0 |  | NECB_Default | NECB_Default | NECB_Default | NECB_Default | NECB_Default | NECB_Default | NECB_Default | NECB_Default | PrimarySchool | NECB2011 | CAN_BC_Vancouver.Intl.AP.718920_CWEC2016.epw | NaturalGas | NECB_Default | NECB_Default | NECB_Default | NECB_Default | NECB_Default | NECB_Default | NECB_Default | NECB_Default | NECB_Default | NECB_Default | NECB_Default | NECB_Default | NECB_Default | NECB_Default | NECB_Default | NECB_Default | NECB_Default | NECB_Default | NECB_Default | NECB_Default | NECB_Default | NECB_Default | NECB_Default | NECB_Default | NECB_Default | NECB_Default | NECB_Default | aws_batch | 834599497928 | [5 empty] | baseline-2021-03-24 | 6a87033d-ede6-4783-acf8-880bd0e50e61 | TRUE | TRUE | b2865540-71d3-4953-9c27-a801d41bd13d |  | 6871 | 9383 | 40 | PrimarySchool |  |  | 5 | PrimarySchool | 1 |  | 1 | NECB2011 | 0.3414 | 27484 | 197.7275 | 21.0273 | 58.9522 | 3.5169 | 463.3501 | 182.1264 | VANCOUVER | BRITISH COLUMBIA | 0.91493 | 17.8668 | 0 | 18.7818 | 9.1365 | 4.0083 | 0 | 13.1448 | 0 | 0.026775 | 0 | 0 | 0.32285 | 0.11959 | 0 | 0.26983 | 0.042586 | 0.13178 | 0.3544 | 0.0021249 | 0.67725 | 0.084566 | 45.3007 | 81.5779 | Natural Gas | 40 | 0.757 | [5 empty] | 0.227 | 0.315 | 2.4 | 2.4 | 5 | Vancouver Intl AP | CAN | 42 | 2797 | 49.195 | -123.184 | 4 | 2800 | BC | CAN_BC_Vancouver.Intl.AP.718920_CWEC2016.epw | 0 | 0 | 0 | 0 | 581.05 | 1805.5007 | 6.4868 | 0.0035928 | 2370.94 | 0.1 | 2021-03-24 15:09:01 +0000 | eef80c06 | 0.2.11 | :adv_dx_units: NECB_Default :analysis_id: 6a87033d-ede6-4783-acf8-880bd0e50e61 :analysis_name: baseline-2021-03-24 :boiler_eff: NECB_Default :btap_batch_version: 1.0.002 :building_type: PrimarySchool :compute_environment: aws_batch :datapoint_id: b2865540-71d3-4953-9c27-a801d41bd13d :daylighting_type: NECB_Default :dcv_type: NECB_Default :door_construction_cond: NECB_Default :ecm_system_name: NECB_Default :enable_costing: true :epw_file: CAN_BC_Vancouver.Intl.AP.718920_CWEC2016.epw :erv_package: NECB_Default :ext_floor_cond: NECB_Default :ext_roof_cond: NECB_Default :ext_wall_cond: NECB_Default :fdwr_set: NECB_Default :fixed_wind_solar_trans: NECB_Default :fixed_window_cond: NECB_Default :furnace_eff: NECB_Default :glass_door_cond: NECB_Default :glass_door_solar_trans: NECB_Default :ground_floor_cond: NECB_Default :ground_roof_cond: NECB_Default :ground_wall_cond: NECB_Default :lights_scale: NECB_Default :lights_type: NECB_Default :overhead_door_cond: NECB_Default :primary_heating_fuel: NaturalGas :pv_ground_azimuth_angle: NECB_Default :pv_ground_module_description: NECB_Default :pv_ground_tilt_angle: NECB_Default :pv_ground_total_area_pv_panels_m2: NECB_Default :pv_ground_type: NECB_Default :rotation_degrees: NECB_Default :run_annual_simulation: true :s3_bucket: '834599497928' :scale_x: NECB_Default :scale_y: NECB_Default :scale_z: NECB_Default :shw_eff: NECB_Default :skylight_cond: NECB_Default :skylight_solar_trans: NECB_Default :srr_set: NECB_Default :template: NECB2011 | 0 | TRUE | 613.2244 |  | https://s3.console.aws.amazon.com/s3/buckets/834599497928?region=ca-central-1&prefix=sara.gilani/baseline-2021-03-24/6a87033d-ede6-4783-acf8-880bd0e50e61/output/b2865540-71d3-4953-9c27-a801d41bd13d/ | 1.0.002 | 0 | 0 |  | 0 | 0 | tier_1 | 0
77 | 0 |  | NECB_Default | NECB_Default | NECB_Default | NECB_Default | NECB_Default | NECB_Default | NECB_Default | NECB_Default | PrimarySchool | NECB2011 | CAN_YT_Whitehorse.Intl.AP.719640_CWEC2016.epw | Electricity | NECB_Default | NECB_Default | NECB_Default | NECB_Default | NECB_Default | NECB_Default | NECB_Default | NECB_Default | NECB_Default | NECB_Default | NECB_Default | NECB_Default | NECB_Default | NECB_Default | NECB_Default | NECB_Default | NECB_Default | NECB_Default | NECB_Default | NECB_Default | NECB_Default | NECB_Default | NECB_Default | NECB_Default | NECB_Default | NECB_Default | NECB_Default | aws_batch | 834599497928 | [5 empty] | baseline-2021-03-24 | 6a87033d-ede6-4783-acf8-880bd0e50e61 | TRUE | TRUE | 3044e105-d6fa-43d5-a21b-ca2fc7ddfdbf |  | 6871 | 9383 | 22.8 | PrimarySchool |  |  | 5 | PrimarySchool | 1 |  | 1 | NECB2011 | 0.3414 | 27484 | 159.7167 | 9.6368 | 58.2357 | 9.1059 | 439.1601 | 202.465 | WHITEHORSE | YUKON | 13.3722 | 0 | 0 | 13.3722 | 30.6241 | 0 | 0 | 30.6241 | 0 | 0.0080862 | 0 | 0 | 0.85975 | 0.10252 | 0 | 0.49407 | 0.042586 | 0.13178 | 0 | 0.00031728 | 0.85975 | 0.080389 | 151.4525 | 0 | Electricity | 22.8 | 0.757 | [5 empty] | 0.162 | 0.21 | 2.2 | 2.2 | 5 | Whitehorse Intl AP | CAN | 5 | 6491 | 60.709 | -135.069 | 7b | 6580 | YT | CAN_YT_Whitehorse.Intl.AP.719640_CWEC2016.epw | 0 | 1.5112 | 0.00083701 | 552.35 | 0 | 1805.5007 | 6.4868 | 0.0035928 | 2370.94 | 0.1 | 2021-03-24 15:08:25 +0000 | eef80c06 | 0.2.11 | :adv_dx_units: NECB_Default :analysis_id: 6a87033d-ede6-4783-acf8-880bd0e50e61 :analysis_name: baseline-2021-03-24 :boiler_eff: NECB_Default :btap_batch_version: 1.0.002 :building_type: PrimarySchool :compute_environment: aws_batch :datapoint_id: 3044e105-d6fa-43d5-a21b-ca2fc7ddfdbf :daylighting_type: NECB_Default :dcv_type: NECB_Default :door_construction_cond: NECB_Default :ecm_system_name: NECB_Default :enable_costing: true :epw_file: CAN_YT_Whitehorse.Intl.AP.719640_CWEC2016.epw :erv_package: NECB_Default :ext_floor_cond: NECB_Default :ext_roof_cond: NECB_Default :ext_wall_cond: NECB_Default :fdwr_set: NECB_Default :fixed_wind_solar_trans: NECB_Default :fixed_window_cond: NECB_Default :furnace_eff: NECB_Default :glass_door_cond: NECB_Default :glass_door_solar_trans: NECB_Default :ground_floor_cond: NECB_Default :ground_roof_cond: NECB_Default :ground_wall_cond: NECB_Default :lights_scale: NECB_Default :lights_type: NECB_Default :overhead_door_cond: NECB_Default :primary_heating_fuel: Electricity :pv_ground_azimuth_angle: NECB_Default :pv_ground_module_description: NECB_Default :pv_ground_tilt_angle: NECB_Default :pv_ground_total_area_pv_panels_m2: NECB_Default :pv_ground_type: NECB_Default :rotation_degrees: NECB_Default :run_annual_simulation: true :s3_bucket: '834599497928' :scale_x: NECB_Default :scale_y: NECB_Default :scale_z: NECB_Default :shw_eff: NECB_Default :skylight_cond: NECB_Default :skylight_solar_trans: NECB_Default :srr_set: NECB_Default :template: NECB2011 | 0 | TRUE | 612.9843 |  | https://s3.console.aws.amazon.com/s3/buckets/834599497928?region=ca-central-1&prefix=sara.gilani/baseline-2021-03-24/6a87033d-ede6-4783-acf8-880bd0e50e61/output/3044e105-d6fa-43d5-a21b-ca2fc7ddfdbf/ | 1.0.002 | 0 | 0 |  | 0 | 0 | tier_1 | 0
78 | 0 |  | NECB_Default | NECB_Default | NECB_Default | NECB_Default | NECB_Default | NECB_Default | NECB_Default | NECB_Default | PrimarySchool | NECB2011 | CAN_BC_Vancouver.Intl.AP.718920_CWEC2016.epw | Electricity | NECB_Default | NECB_Default | NECB_Default | NECB_Default | NECB_Default | NECB_Default | NECB_Default | NECB_Default | NECB_Default | NECB_Default | NECB_Default | NECB_Default | NECB_Default | NECB_Default | NECB_Default | NECB_Default | NECB_Default | NECB_Default | NECB_Default | NECB_Default | NECB_Default | NECB_Default | NECB_Default | NECB_Default | NECB_Default | NECB_Default | NECB_Default | aws_batch | 834599497928 | [5 empty] | baseline-2021-03-24 | 6a87033d-ede6-4783-acf8-880bd0e50e61 | TRUE | TRUE | 302a6e8d-a20b-4bdd-bad9-ca2e15c47e2a |  | 6871 | 9383 | 40 | PrimarySchool |  |  | 5 | PrimarySchool | 1 |  | 1 | NECB2011 | 0.3414 | 27484 | 197.7275 | 8.4705 | 58.9522 | 9.2723 | 483.0955 | 208.6731 | VANCOUVER | BRITISH COLUMBIA | 1.6658 | 0 | 0 | 1.6658 | 16.6344 | 0 | 0 | 16.6344 | 0 | 0.02646 | 0 | 0 | 0.58779 | 0.11939 | 0 | 0.20121 | 0.042586 | 0.13178 | 0 | 0.00031728 | 0.58779 | 0.066044 | 79.0301 | 0 | Electricity | 40 | 0.757 | [5 empty] | 0.227 | 0.315 | 2.4 | 2.4 | 5 | Vancouver Intl AP | CAN | 42 | 2797 | 49.195 | -123.184 | 4 | 2800 | BC | CAN_BC_Vancouver.Intl.AP.718920_CWEC2016.epw | 0 | 1.2416 | 0.00068765 | 453.79 | 0 | 1805.5007 | 6.4868 | 0.0035928 | 2370.94 | 0.1 | 2021-03-24 15:08:47 +0000 | eef80c06 | 0.2.11 | :adv_dx_units: NECB_Default :analysis_id: 6a87033d-ede6-4783-acf8-880bd0e50e61 :analysis_name: baseline-2021-03-24 :boiler_eff: NECB_Default :btap_batch_version: 1.0.002 :building_type: PrimarySchool :compute_environment: aws_batch :datapoint_id: 302a6e8d-a20b-4bdd-bad9-ca2e15c47e2a :daylighting_type: NECB_Default :dcv_type: NECB_Default :door_construction_cond: NECB_Default :ecm_system_name: NECB_Default :enable_costing: true :epw_file: CAN_BC_Vancouver.Intl.AP.718920_CWEC2016.epw :erv_package: NECB_Default :ext_floor_cond: NECB_Default :ext_roof_cond: NECB_Default :ext_wall_cond: NECB_Default :fdwr_set: NECB_Default :fixed_wind_solar_trans: NECB_Default :fixed_window_cond: NECB_Default :furnace_eff: NECB_Default :glass_door_cond: NECB_Default :glass_door_solar_trans: NECB_Default :ground_floor_cond: NECB_Default :ground_roof_cond: NECB_Default :ground_wall_cond: NECB_Default :lights_scale: NECB_Default :lights_type: NECB_Default :overhead_door_cond: NECB_Default :primary_heating_fuel: Electricity :pv_ground_azimuth_angle: NECB_Default :pv_ground_module_description: NECB_Default :pv_ground_tilt_angle: NECB_Default :pv_ground_total_area_pv_panels_m2: NECB_Default :pv_ground_type: NECB_Default :rotation_degrees: NECB_Default :run_annual_simulation: true :s3_bucket: '834599497928' :scale_x: NECB_Default :scale_y: NECB_Default :scale_z: NECB_Default :shw_eff: NECB_Default :skylight_cond: NECB_Default :skylight_solar_trans: NECB_Default :srr_set: NECB_Default :template: NECB2011 | 0 | TRUE | 613.708 |  | https://s3.console.aws.amazon.com/s3/buckets/834599497928?region=ca-central-1&prefix=sara.gilani/baseline-2021-03-24/6a87033d-ede6-4783-acf8-880bd0e50e61/output/302a6e8d-a20b-4bdd-bad9-ca2e15c47e2a/ | 1.0.002 | 0 | 0 |  | 0 | 0 | tier_1 | 0
79 | 0 |  | NECB_Default | NECB_Default | NECB_Default | NECB_Default | NECB_Default | NECB_Default | NECB_Default | NECB_Default | PrimarySchool | NECB2011 | CAN_AB_Calgary.Intl.AP.718770_CWEC2016.epw | Electricity | NECB_Default | NECB_Default | NECB_Default | NECB_Default | NECB_Default | NECB_Default | NECB_Default | NECB_Default | NECB_Default | NECB_Default | NECB_Default | NECB_Default | NECB_Default | NECB_Default | NECB_Default | NECB_Default | NECB_Default | NECB_Default | NECB_Default | NECB_Default | NECB_Default | NECB_Default | NECB_Default | NECB_Default | NECB_Default | NECB_Default | NECB_Default | aws_batch | 834599497928 | [5 empty] | baseline-2021-03-24 | 6a87033d-ede6-4783-acf8-880bd0e50e61 | TRUE | TRUE | ebd2880a-b686-48b6-9e1c-2e7e4203e543 |  | 6871 | 9383 | 33.3 | PrimarySchool |  |  | 5 | PrimarySchool | 1 |  | 1 | NECB2011 | 0.3414 | 27484 | 206.9907 | 10.9971 | 64.9309 | 9.3509 | 528.199 | 235.9293 | CALGARY | ALBERTA | 157.3541 | 0 | 0 | 157.3541 | 14.9139 | 0 | 0 | 14.9139 | 0 | 0.030806 | 0 | 0 | 0.71701 | 0.12706 | 0 | 0.31056 | 0.042586 | 0.13178 | 0 | 0.00031728 | 0.71701 | 0.073914 | 123.0791 | 0 | Electricity | 33.3 | 0.757 | [5 empty] | 0.162 | 0.21 | 2.2 | 2.2 | 5 | Calgary Intl AP | CAN | 64 | 4781 | 51.114 | -114.02 | 7a | 5000 | AB | CAN_AB_Calgary.Intl.AP.718770_CWEC2016.epw | 0 | 1.3895 | 0.00076959 | 507.86 | 0 | 1805.5007 | 6.4868 | 0.0035928 | 2370.94 | 0.1 | 2021-03-24 15:08:38 +0000 | eef80c06 | 0.2.11 | :adv_dx_units: NECB_Default :analysis_id: 6a87033d-ede6-4783-acf8-880bd0e50e61 :analysis_name: baseline-2021-03-24 :boiler_eff: NECB_Default :btap_batch_version: 1.0.002 :building_type: PrimarySchool :compute_environment: aws_batch :datapoint_id: ebd2880a-b686-48b6-9e1c-2e7e4203e543 :daylighting_type: NECB_Default :dcv_type: NECB_Default :door_construction_cond: NECB_Default :ecm_system_name: NECB_Default :enable_costing: true :epw_file: CAN_AB_Calgary.Intl.AP.718770_CWEC2016.epw :erv_package: NECB_Default :ext_floor_cond: NECB_Default :ext_roof_cond: NECB_Default :ext_wall_cond: NECB_Default :fdwr_set: NECB_Default :fixed_wind_solar_trans: NECB_Default :fixed_window_cond: NECB_Default :furnace_eff: NECB_Default :glass_door_cond: NECB_Default :glass_door_solar_trans: NECB_Default :ground_floor_cond: NECB_Default :ground_roof_cond: NECB_Default :ground_wall_cond: NECB_Default :lights_scale: NECB_Default :lights_type: NECB_Default :overhead_door_cond: NECB_Default :primary_heating_fuel: Electricity :pv_ground_azimuth_angle: NECB_Default :pv_ground_module_description: NECB_Default :pv_ground_tilt_angle: NECB_Default :pv_ground_total_area_pv_panels_m2: NECB_Default :pv_ground_type: NECB_Default :rotation_degrees: NECB_Default :run_annual_simulation: true :s3_bucket: '834599497928' :scale_x: NECB_Default :scale_y: NECB_Default :scale_z: NECB_Default :shw_eff: NECB_Default :skylight_cond: NECB_Default :skylight_solar_trans: NECB_Default :srr_set: NECB_Default :template: NECB2011 | 0 | TRUE | 613.679 |  | https://s3.console.aws.amazon.com/s3/buckets/834599497928?region=ca-central-1&prefix=sara.gilani/baseline-2021-03-24/6a87033d-ede6-4783-acf8-880bd0e50e61/output/ebd2880a-b686-48b6-9e1c-2e7e4203e543/ | 1.0.002 | 0 | 0 |  | 0 | 0 | tier_1 | 0
80 | 0 |  | NECB_Default | NECB_Default | NECB_Default | NECB_Default | NECB_Default | NECB_Default | NECB_Default | NECB_Default | PrimarySchool | NECB2015 | CAN_NS_Halifax.Dockyard.713280_CWEC2016.epw | Electricity | NECB_Default | NECB_Default | NECB_Default | NECB_Default | NECB_Default | NECB_Default | NECB_Default | NECB_Default | NECB_Default | NECB_Default | NECB_Default | NECB_Default | NECB_Default | NECB_Default | NECB_Default | NECB_Default | NECB_Default | NECB_Default | NECB_Default | NECB_Default | NECB_Default | NECB_Default | NECB_Default | NECB_Default | NECB_Default | NECB_Default | NECB_Default | aws_batch | 834599497928 | [5 empty] | baseline-2021-03-24 | 6a87033d-ede6-4783-acf8-880bd0e50e61 | TRUE | TRUE | bff52913-4205-421b-b12a-a1b1c4b0a238 |  | 6871 | 9383 | 40 | PrimarySchool |  |  | 5 | PrimarySchool | 1 |  | 1 | NECB2015 | 0.3414 | 27484 | 176.7047 | 9.1776 | 60.0205 | 9.2078 | 463.9406 | 208.8299 | HALIFAX | NOVA SCOTIA | 133.4745 | 0 | 0 | 133.4745 | 26.1768 | 0 | 0 | 26.1768 | 0 | 0.029732 | 0 | 0 | 0.65821 | 0.11558 | 0 | 0.27221 | 0.04265 | 0.1291 | 0 | 0.00030272 | 0.65821 | 0.068626 | 110.6121 | 0 | Electricity | 40 | 0.757 | [5 empty] | 0.183 | 0.247 | 2.2 | 2.2 | 5 | Halifax Dockyard | CAN | 112 | 3647 | 44.655 | -63.577 | 6 | 4000 | NS | CAN_NS_Halifax.Dockyard.713280_CWEC2016.epw | 0 | 1.2901 | 0.00071455 | 471.53 | 0 | 1805.4702 | 6.4358 | 0.0035646 | 2352.28 | 0.1 | 2021-03-24 15:09:01 +0000 | eef80c06 | 0.2.11 | :adv_dx_units: NECB_Default :analysis_id: 6a87033d-ede6-4783-acf8-880bd0e50e61 :analysis_name: baseline-2021-03-24 :boiler_eff: NECB_Default :btap_batch_version: 1.0.002 :building_type: PrimarySchool :compute_environment: aws_batch :datapoint_id: bff52913-4205-421b-b12a-a1b1c4b0a238 :daylighting_type: NECB_Default :dcv_type: NECB_Default :door_construction_cond: NECB_Default :ecm_system_name: NECB_Default :enable_costing: true :epw_file: CAN_NS_Halifax.Dockyard.713280_CWEC2016.epw :erv_package: NECB_Default :ext_floor_cond: NECB_Default :ext_roof_cond: NECB_Default :ext_wall_cond: NECB_Default :fdwr_set: NECB_Default :fixed_wind_solar_trans: NECB_Default :fixed_window_cond: NECB_Default :furnace_eff: NECB_Default :glass_door_cond: NECB_Default :glass_door_solar_trans: NECB_Default :ground_floor_cond: NECB_Default :ground_roof_cond: NECB_Default :ground_wall_cond: NECB_Default :lights_scale: NECB_Default :lights_type: NECB_Default :overhead_door_cond: NECB_Default :primary_heating_fuel: Electricity :pv_ground_azimuth_angle: NECB_Default :pv_ground_module_description: NECB_Default :pv_ground_tilt_angle: NECB_Default :pv_ground_total_area_pv_panels_m2: NECB_Default :pv_ground_type: NECB_Default :rotation_degrees: NECB_Default :run_annual_simulation: true :s3_bucket: '834599497928' :scale_x: NECB_Default :scale_y: NECB_Default :scale_z: NECB_Default :shw_eff: NECB_Default :skylight_cond: NECB_Default :skylight_solar_trans: NECB_Default :srr_set: NECB_Default :template: NECB2015 | 0 | TRUE | 613.4964 |  | https://s3.console.aws.amazon.com/s3/buckets/834599497928?region=ca-central-1&prefix=sara.gilani/baseline-2021-03-24/6a87033d-ede6-4783-acf8-880bd0e50e61/output/bff52913-4205-421b-b12a-a1b1c4b0a238/ | 1.0.002 | 0 | 0 |  | 0 | 0 | tier_1 | 0
81 | 0 |  | NECB_Default | NECB_Default | NECB_Default | NECB_Default | NECB_Default | NECB_Default | NECB_Default | NECB_Default | PrimarySchool | NECB2011 | CAN_ON_Toronto.Pearson.Intl.AP.716240_CWEC2016.epw | Electricity | NECB_Default | NECB_Default | NECB_Default | NECB_Default | NECB_Default | NECB_Default | NECB_Default | NECB_Default | NECB_Default | NECB_Default | NECB_Default | NECB_Default | NECB_Default | NECB_Default | NECB_Default | NECB_Default | NECB_Default | NECB_Default | NECB_Default | NECB_Default | NECB_Default | NECB_Default | NECB_Default | NECB_Default | NECB_Default | NECB_Default | NECB_Default | aws_batch | 834599497928 | [5 empty] | baseline-2021-03-24 | 6a87033d-ede6-4783-acf8-880bd0e50e61 | TRUE | TRUE | 3ec6693a-2370-425d-b03a-642acc87620d |  | 6871 | 9383 | 40 | PrimarySchool |  |  | 5 | PrimarySchool | 1 |  | 1 | NECB2011 | 0.3414 | 27484 | 219.9287 | 11.4589 | 65.2539 | 9.3487 | 541.5295 | 235.5393 | TORONTO | ONTARIO | 3.9632 | 0 | 0 | 3.9632 | 31.7533 | 0 | 0 | 31.7533 | 0 | 0.064742 | 0 | 0 | 0.71356 | 0.12075 | 0 | 0.28538 | 0.042586 | 0.13178 | 0 | 0.00031728 | 0.71356 | 0.068 | 132.5512 | 0 | Electricity | 40 | 0.757 | [5 empty] | 0.183 | 0.278 | 2.2 | 2.2 | 5 | Toronto Pearson Intl AP | CAN | 382 | 3615 | 43.677 | -79.631 | 5 | 3890 | ON | CAN_ON_Toronto.Pearson.Intl.AP.716240_CWEC2016.epw | 0 | 1.2783 | 0.00070802 | 467.23 | 0 | 1805.5007 | 6.4868 | 0.0035928 | 2370.94 | 0.1 | 2021-03-24 15:08:52 +0000 | eef80c06 | 0.2.11 | :adv_dx_units: NECB_Default :analysis_id: 6a87033d-ede6-4783-acf8-880bd0e50e61 :analysis_name: baseline-2021-03-24 :boiler_eff: NECB_Default :btap_batch_version: 1.0.002 :building_type: PrimarySchool :compute_environment: aws_batch :datapoint_id: 3ec6693a-2370-425d-b03a-642acc87620d :daylighting_type: NECB_Default :dcv_type: NECB_Default :door_construction_cond: NECB_Default :ecm_system_name: NECB_Default :enable_costing: true :epw_file: CAN_ON_Toronto.Pearson.Intl.AP.716240_CWEC2016.epw :erv_package: NECB_Default :ext_floor_cond: NECB_Default :ext_roof_cond: NECB_Default :ext_wall_cond: NECB_Default :fdwr_set: NECB_Default :fixed_wind_solar_trans: NECB_Default :fixed_window_cond: NECB_Default :furnace_eff: NECB_Default :glass_door_cond: NECB_Default :glass_door_solar_trans: NECB_Default :ground_floor_cond: NECB_Default :ground_roof_cond: NECB_Default :ground_wall_cond: NECB_Default :lights_scale: NECB_Default :lights_type: NECB_Default :overhead_door_cond: NECB_Default :primary_heating_fuel: Electricity :pv_ground_azimuth_angle: NECB_Default :pv_ground_module_description: NECB_Default :pv_ground_tilt_angle: NECB_Default :pv_ground_total_area_pv_panels_m2: NECB_Default :pv_ground_type: NECB_Default :rotation_degrees: NECB_Default :run_annual_simulation: true :s3_bucket: '834599497928' :scale_x: NECB_Default :scale_y: NECB_Default :scale_z: NECB_Default :shw_eff: NECB_Default :skylight_cond: NECB_Default :skylight_solar_trans: NECB_Default :srr_set: NECB_Default :template: NECB2011 | 0 | TRUE | 614.1136 |  | https://s3.console.aws.amazon.com/s3/buckets/834599497928?region=ca-central-1&prefix=sara.gilani/baseline-2021-03-24/6a87033d-ede6-4783-acf8-880bd0e50e61/output/3ec6693a-2370-425d-b03a-642acc87620d/ | 1.0.002 | 0 | 0 |  | 0 | 0 | tier_1 | 0
82 | 0 |  | NECB_Default | NECB_Default | NECB_Default | NECB_Default | NECB_Default | NECB_Default | NECB_Default | NECB_Default | PrimarySchool | NECB2015 | CAN_AB_Calgary.Intl.AP.718770_CWEC2016.epw | Electricity | NECB_Default | NECB_Default | NECB_Default | NECB_Default | NECB_Default | NECB_Default | NECB_Default | NECB_Default | NECB_Default | NECB_Default | NECB_Default | NECB_Default | NECB_Default | NECB_Default | NECB_Default | NECB_Default | NECB_Default | NECB_Default | NECB_Default | NECB_Default | NECB_Default | NECB_Default | NECB_Default | NECB_Default | NECB_Default | NECB_Default | NECB_Default | aws_batch | 834599497928 | [5 empty] | baseline-2021-03-24 | 6a87033d-ede6-4783-acf8-880bd0e50e61 | TRUE | TRUE | c91aa48e-ac8e-42d0-be60-6f5110cfec40 |  | 6871 | 9383 | 33.3 | PrimarySchool |  |  | 5 | PrimarySchool | 1 |  | 1 | NECB2015 | 0.3414 | 27484 | 206.9907 | 11.1175 | 66.3667 | 9.3509 | 531.7909 | 237.965 | CALGARY | ALBERTA | 157.4936 | 0 | 0 | 157.4936 | 14.9271 | 0 | 0 | 14.9271 | 0 | 0.031438 | 0 | 0 | 0.71765 | 0.12804 | 0 | 0.31278 | 0.04265 | 0.1291 | 0 | 0.00030272 | 0.71765 | 0.073343 | 122.7823 | 0 | Electricity | 33.3 | 0.757 | [5 empty] | 0.162 | 0.21 | 2.2 | 2.2 | 5 | Calgary Intl AP | CAN | 64 | 4781 | 51.114 | -114.02 | 7a | 5000 | AB | CAN_AB_Calgary.Intl.AP.718770_CWEC2016.epw | 0 | 1.3788 | 0.00076366 | 503.94 | 0 | 1805.4702 | 6.4358 | 0.0035646 | 2352.28 | 0.1 | 2021-03-24 15:09:04 +0000 | eef80c06 | 0.2.11 | :adv_dx_units: NECB_Default :analysis_id: 6a87033d-ede6-4783-acf8-880bd0e50e61 :analysis_name: baseline-2021-03-24 :boiler_eff: NECB_Default :btap_batch_version: 1.0.002 :building_type: PrimarySchool :compute_environment: aws_batch :datapoint_id: c91aa48e-ac8e-42d0-be60-6f5110cfec40 :daylighting_type: NECB_Default :dcv_type: NECB_Default :door_construction_cond: NECB_Default :ecm_system_name: NECB_Default :enable_costing: true :epw_file: CAN_AB_Calgary.Intl.AP.718770_CWEC2016.epw :erv_package: NECB_Default :ext_floor_cond: NECB_Default :ext_roof_cond: NECB_Default :ext_wall_cond: NECB_Default :fdwr_set: NECB_Default :fixed_wind_solar_trans: NECB_Default :fixed_window_cond: NECB_Default :furnace_eff: NECB_Default :glass_door_cond: NECB_Default :glass_door_solar_trans: NECB_Default :ground_floor_cond: NECB_Default :ground_roof_cond: NECB_Default :ground_wall_cond: NECB_Default :lights_scale: NECB_Default :lights_type: NECB_Default :overhead_door_cond: NECB_Default :primary_heating_fuel: Electricity :pv_ground_azimuth_angle: NECB_Default :pv_ground_module_description: NECB_Default :pv_ground_tilt_angle: NECB_Default :pv_ground_total_area_pv_panels_m2: NECB_Default :pv_ground_type: NECB_Default :rotation_degrees: NECB_Default :run_annual_simulation: true :s3_bucket: '834599497928' :scale_x: NECB_Default :scale_y: NECB_Default :scale_z: NECB_Default :shw_eff: NECB_Default :skylight_cond: NECB_Default :skylight_solar_trans: NECB_Default :srr_set: NECB_Default :template: NECB2015 | 0 | TRUE | 613.2819 |  | https://s3.console.aws.amazon.com/s3/buckets/834599497928?region=ca-central-1&prefix=sara.gilani/baseline-2021-03-24/6a87033d-ede6-4783-acf8-880bd0e50e61/output/c91aa48e-ac8e-42d0-be60-6f5110cfec40/ | 1.0.002 | 0 | 0 |  | 0 | 0 | tier_1 | 0
83 | 0 |  | NECB_Default | NECB_Default | NECB_Default | NECB_Default | NECB_Default | NECB_Default | NECB_Default | NECB_Default | PrimarySchool | NECB2011 | CAN_AB_Calgary.Intl.AP.718770_CWEC2016.epw | NaturalGas | NECB_Default | NECB_Default | NECB_Default | NECB_Default | NECB_Default | NECB_Default | NECB_Default | NECB_Default | NECB_Default | NECB_Default | NECB_Default | NECB_Default | NECB_Default | NECB_Default | NECB_Default | NECB_Default | NECB_Default | NECB_Default | NECB_Default | NECB_Default | NECB_Default | NECB_Default | NECB_Default | NECB_Default | NECB_Default | NECB_Default | NECB_Default | aws_batch | 834599497928 | [5 empty] | baseline-2021-03-24 | 6a87033d-ede6-4783-acf8-880bd0e50e61 | TRUE | TRUE | 3904d4f3-6ca9-474d-8c2a-e5a66badaa96 |  | 6871 | 9383 | 33.3 | PrimarySchool |  |  | 5 | PrimarySchool | 1 |  | 1 | NECB2011 | 0.3414 | 27484 | 206.9907 | 26.4685 | 64.9309 | 3.6397 | 507.9031 | 205.8734 | CALGARY | ALBERTA | 73.9771 | 25.3892 | 0 | 99.3663 | 7.0115 | 1.8113 | 0 | 8.8228 | 0 | 0.031176 | 0 | 0 | 0.33709 | 0.12863 | 0 | 0.40902 | 0.042586 | 0.13178 | 0.50314 | 0.0029297 | 0.84023 | 0.09412 | 49.6829 | 134.0227 | Natural Gas | 33.3 | 0.757 | [5 empty] | 0.162 | 0.21 | 2.2 | 2.2 | 5 | Calgary Intl AP | CAN | 64 | 4781 | 51.114 | -114.02 | 7a | 5000 | AB | CAN_AB_Calgary.Intl.AP.718770_CWEC2016.epw | 0 | 0 | 0 | 0 | 646.7 | 1805.5007 | 6.4868 | 0.0035928 | 2370.94 | 0.1 | 2021-03-24 15:09:09 +0000 | eef80c06 | 0.2.11 | :adv_dx_units: NECB_Default :analysis_id: 6a87033d-ede6-4783-acf8-880bd0e50e61 :analysis_name: baseline-2021-03-24 :boiler_eff: NECB_Default :btap_batch_version: 1.0.002 :building_type: PrimarySchool :compute_environment: aws_batch :datapoint_id: 3904d4f3-6ca9-474d-8c2a-e5a66badaa96 :daylighting_type: NECB_Default :dcv_type: NECB_Default :door_construction_cond: NECB_Default :ecm_system_name: NECB_Default :enable_costing: true :epw_file: CAN_AB_Calgary.Intl.AP.718770_CWEC2016.epw :erv_package: NECB_Default :ext_floor_cond: NECB_Default :ext_roof_cond: NECB_Default :ext_wall_cond: NECB_Default :fdwr_set: NECB_Default :fixed_wind_solar_trans: NECB_Default :fixed_window_cond: NECB_Default :furnace_eff: NECB_Default :glass_door_cond: NECB_Default :glass_door_solar_trans: NECB_Default :ground_floor_cond: NECB_Default :ground_roof_cond: NECB_Default :ground_wall_cond: NECB_Default :lights_scale: NECB_Default :lights_type: NECB_Default :overhead_door_cond: NECB_Default :primary_heating_fuel: NaturalGas :pv_ground_azimuth_angle: NECB_Default :pv_ground_module_description: NECB_Default :pv_ground_tilt_angle: NECB_Default :pv_ground_total_area_pv_panels_m2: NECB_Default :pv_ground_type: NECB_Default :rotation_degrees: NECB_Default :run_annual_simulation: true :s3_bucket: '834599497928' :scale_x: NECB_Default :scale_y: NECB_Default :scale_z: NECB_Default :shw_eff: NECB_Default :skylight_cond: NECB_Default :skylight_solar_trans: NECB_Default :srr_set: NECB_Default :template: NECB2011 | 0 | TRUE | 614.5037 |  | https://s3.console.aws.amazon.com/s3/buckets/834599497928?region=ca-central-1&prefix=sara.gilani/baseline-2021-03-24/6a87033d-ede6-4783-acf8-880bd0e50e61/output/3904d4f3-6ca9-474d-8c2a-e5a66badaa96/ | 1.0.002 | 0 | 0 |  | 0 | 0 | tier_1 | 0
84 | 0 |  | NECB_Default | NECB_Default | NECB_Default | NECB_Default | NECB_Default | NECB_Default | NECB_Default | NECB_Default | PrimarySchool | NECB2015 | CAN_YT_Whitehorse.Intl.AP.719640_CWEC2016.epw | Electricity | NECB_Default | NECB_Default | NECB_Default | NECB_Default | NECB_Default | NECB_Default | NECB_Default | NECB_Default | NECB_Default | NECB_Default | NECB_Default | NECB_Default | NECB_Default | NECB_Default | NECB_Default | NECB_Default | NECB_Default | NECB_Default | NECB_Default | NECB_Default | NECB_Default | NECB_Default | NECB_Default | NECB_Default | NECB_Default | NECB_Default | NECB_Default | aws_batch | 834599497928 | [5 empty] | baseline-2021-03-24 | 6a87033d-ede6-4783-acf8-880bd0e50e61 | TRUE | TRUE | f89c6fd0-5a39-403d-9e26-d90bad1ce944 |  | 6871 | 9383 | 22.8 | PrimarySchool |  |  | 5 | PrimarySchool | 1 |  | 1 | NECB2015 | 0.3414 | 27484 | 159.7167 | 9.7009 | 59.5635 | 9.1059 | 442.2317 | 204.1447 | WHITEHORSE | YUKON | 13.378 | 0 | 0 | 13.378 | 30.6375 | 0 | 0 | 30.6375 | 0 | 0.0082826 | 0 | 0 | 0.86012 | 0.10355 | 0 | 0.49646 | 0.04265 | 0.1291 | 0 | 0.00030272 | 0.86012 | 0.079772 | 150.9519 | 0 | Electricity | 22.8 | 0.757 | [5 empty] | 0.162 | 0.21 | 2.2 | 2.2 | 5 | Whitehorse Intl AP | CAN | 5 | 6491 | 60.709 | -135.069 | 7b | 6580 | YT | CAN_YT_Whitehorse.Intl.AP.719640_CWEC2016.epw | 0 | 1.4996 | 0.0008306 | 548.11 | 0 | 1805.4702 | 6.4358 | 0.0035646 | 2352.28 | 0.1 | 2021-03-24 15:08:48 +0000 | eef80c06 | 0.2.11 | :adv_dx_units: NECB_Default :analysis_id: 6a87033d-ede6-4783-acf8-880bd0e50e61 :analysis_name: baseline-2021-03-24 :boiler_eff: NECB_Default :btap_batch_version: 1.0.002 :building_type: PrimarySchool :compute_environment: aws_batch :datapoint_id: f89c6fd0-5a39-403d-9e26-d90bad1ce944 :daylighting_type: NECB_Default :dcv_type: NECB_Default :door_construction_cond: NECB_Default :ecm_system_name: NECB_Default :enable_costing: true :epw_file: CAN_YT_Whitehorse.Intl.AP.719640_CWEC2016.epw :erv_package: NECB_Default :ext_floor_cond: NECB_Default :ext_roof_cond: NECB_Default :ext_wall_cond: NECB_Default :fdwr_set: NECB_Default :fixed_wind_solar_trans: NECB_Default :fixed_window_cond: NECB_Default :furnace_eff: NECB_Default :glass_door_cond: NECB_Default :glass_door_solar_trans: NECB_Default :ground_floor_cond: NECB_Default :ground_roof_cond: NECB_Default :ground_wall_cond: NECB_Default :lights_scale: NECB_Default :lights_type: NECB_Default :overhead_door_cond: NECB_Default :primary_heating_fuel: Electricity :pv_ground_azimuth_angle: NECB_Default :pv_ground_module_description: NECB_Default :pv_ground_tilt_angle: NECB_Default :pv_ground_total_area_pv_panels_m2: NECB_Default :pv_ground_type: NECB_Default :rotation_degrees: NECB_Default :run_annual_simulation: true :s3_bucket: '834599497928' :scale_x: NECB_Default :scale_y: NECB_Default :scale_z: NECB_Default :shw_eff: NECB_Default :skylight_cond: NECB_Default :skylight_solar_trans: NECB_Default :srr_set: NECB_Default :template: NECB2015 | 0 | TRUE | 613.2565 |  | https://s3.console.aws.amazon.com/s3/buckets/834599497928?region=ca-central-1&prefix=sara.gilani/baseline-2021-03-24/6a87033d-ede6-4783-acf8-880bd0e50e61/output/f89c6fd0-5a39-403d-9e26-d90bad1ce944/ | 1.0.002 | 0 | 0 |  | 0 | 0 | tier_1 | 0
85 | 0 |  | NECB_Default | NECB_Default | NECB_Default | NECB_Default | NECB_Default | NECB_Default | NECB_Default | NECB_Default | PrimarySchool | NECB2015 | CAN_BC_Vancouver.Intl.AP.718920_CWEC2016.epw | Electricity | NECB_Default | NECB_Default | NECB_Default | NECB_Default | NECB_Default | NECB_Default | NECB_Default | NECB_Default | NECB_Default | NECB_Default | NECB_Default | NECB_Default | NECB_Default | NECB_Default | NECB_Default | NECB_Default | NECB_Default | NECB_Default | NECB_Default | NECB_Default | NECB_Default | NECB_Default | NECB_Default | NECB_Default | NECB_Default | NECB_Default | NECB_Default | aws_batch | 834599497928 | [5 empty] | baseline-2021-03-24 | 6a87033d-ede6-4783-acf8-880bd0e50e61 | TRUE | TRUE | 386f8285-cbe3-4ebf-a557-8f7d2528ff40 |  | 6871 | 9383 | 40 | PrimarySchool |  |  | 5 | PrimarySchool | 1 |  | 1 | NECB2015 | 0.3414 | 27484 | 197.7275 | 8.5622 | 60.2681 | 9.2723 | 485.5753 | 209.7453 | VANCOUVER | BRITISH COLUMBIA | 1.6667 | 0 | 0 | 1.6667 | 16.644 | 0 | 0 | 16.644 | 0 | 0.027062 | 0 | 0 | 0.58813 | 0.12021 | 0 | 0.20327 | 0.04265 | 0.1291 | 0 | 0.00030272 | 0.58813 | 0.065533 | 78.7374 | 0 | Electricity | 40 | 0.757 | [5 empty] | 0.227 | 0.315 | 2.4 | 2.4 | 5 | Vancouver Intl AP | CAN | 42 | 2797 | 49.195 | -123.184 | 4 | 2800 | BC | CAN_BC_Vancouver.Intl.AP.718920_CWEC2016.epw | 0 | 1.232 | 0.00068235 | 450.28 | 0 | 1805.4702 | 6.4358 | 0.0035646 | 2352.28 | 0.1 | 2021-03-24 15:08:49 +0000 | eef80c06 | 0.2.11 | :adv_dx_units: NECB_Default :analysis_id: 6a87033d-ede6-4783-acf8-880bd0e50e61 :analysis_name: baseline-2021-03-24 :boiler_eff: NECB_Default :btap_batch_version: 1.0.002 :building_type: PrimarySchool :compute_environment: aws_batch :datapoint_id: 386f8285-cbe3-4ebf-a557-8f7d2528ff40 :daylighting_type: NECB_Default :dcv_type: NECB_Default :door_construction_cond: NECB_Default :ecm_system_name: NECB_Default :enable_costing: true :epw_file: CAN_BC_Vancouver.Intl.AP.718920_CWEC2016.epw :erv_package: NECB_Default :ext_floor_cond: NECB_Default :ext_roof_cond: NECB_Default :ext_wall_cond: NECB_Default :fdwr_set: NECB_Default :fixed_wind_solar_trans: NECB_Default :fixed_window_cond: NECB_Default :furnace_eff: NECB_Default :glass_door_cond: NECB_Default :glass_door_solar_trans: NECB_Default :ground_floor_cond: NECB_Default :ground_roof_cond: NECB_Default :ground_wall_cond: NECB_Default :lights_scale: NECB_Default :lights_type: NECB_Default :overhead_door_cond: NECB_Default :primary_heating_fuel: Electricity :pv_ground_azimuth_angle: NECB_Default :pv_ground_module_description: NECB_Default :pv_ground_tilt_angle: NECB_Default :pv_ground_total_area_pv_panels_m2: NECB_Default :pv_ground_type: NECB_Default :rotation_degrees: NECB_Default :run_annual_simulation: true :s3_bucket: '834599497928' :scale_x: NECB_Default :scale_y: NECB_Default :scale_z: NECB_Default :shw_eff: NECB_Default :skylight_cond: NECB_Default :skylight_solar_trans: NECB_Default :srr_set: NECB_Default :template: NECB2015 | 0 | TRUE | 614.4291 |  | https://s3.console.aws.amazon.com/s3/buckets/834599497928?region=ca-central-1&prefix=sara.gilani/baseline-2021-03-24/6a87033d-ede6-4783-acf8-880bd0e50e61/output/386f8285-cbe3-4ebf-a557-8f7d2528ff40/ | 1.0.002 | 0 | 0 |  | 0 | 0 | tier_1 | 0
86 | 0 |  | NECB_Default | NECB_Default | NECB_Default | NECB_Default | NECB_Default | NECB_Default | NECB_Default | NECB_Default | PrimarySchool | NECB2015 | CAN_ON_Toronto.Pearson.Intl.AP.716240_CWEC2016.epw | Electricity | NECB_Default | NECB_Default | NECB_Default | NECB_Default | NECB_Default | NECB_Default | NECB_Default | NECB_Default | NECB_Default | NECB_Default | NECB_Default | NECB_Default | NECB_Default | NECB_Default | NECB_Default | NECB_Default | NECB_Default | NECB_Default | NECB_Default | NECB_Default | NECB_Default | NECB_Default | NECB_Default | NECB_Default | NECB_Default | NECB_Default | NECB_Default | aws_batch | 834599497928 | [5 empty] | baseline-2021-03-24 | 6a87033d-ede6-4783-acf8-880bd0e50e61 | TRUE | TRUE | 70e4b651-d7b4-448a-9a60-3b2d61e659bc |  | 6871 | 9383 | 40 | PrimarySchool |  |  | 5 | PrimarySchool | 1 |  | 1 | NECB2015 | 0.3414 | 27484 | 219.9287 | 11.561 | 66.698 | 9.3487 | 544.2473 | 236.711 | TORONTO | ONTARIO | 3.9658 | 0 | 0 | 3.9658 | 31.7734 | 0 | 0 | 31.7734 | 0 | 0.065855 | 0 | 0 | 0.71401 | 0.1215 | 0 | 0.28712 | 0.04265 | 0.1291 | 0 | 0.00030272 | 0.71401 | 0.067475 | 132.2662 | 0 | Electricity | 40 | 0.757 | [5 empty] | 0.183 | 0.278 | 2.2 | 2.2 | 5 | Toronto Pearson Intl AP | CAN | 382 | 3615 | 43.677 | -79.631 | 5 | 3890 | ON | CAN_ON_Toronto.Pearson.Intl.AP.716240_CWEC2016.epw | 0 | 1.2685 | 0.00070256 | 463.62 | 0 | 1805.4702 | 6.4358 | 0.0035646 | 2352.28 | 0.1 | 2021-03-24 15:08:59 +0000 | eef80c06 | 0.2.11 | :adv_dx_units: NECB_Default :analysis_id: 6a87033d-ede6-4783-acf8-880bd0e50e61 :analysis_name: baseline-2021-03-24 :boiler_eff: NECB_Default :btap_batch_version: 1.0.002 :building_type: PrimarySchool :compute_environment: aws_batch :datapoint_id: 70e4b651-d7b4-448a-9a60-3b2d61e659bc :daylighting_type: NECB_Default :dcv_type: NECB_Default :door_construction_cond: NECB_Default :ecm_system_name: NECB_Default :enable_costing: true :epw_file: CAN_ON_Toronto.Pearson.Intl.AP.716240_CWEC2016.epw :erv_package: NECB_Default :ext_floor_cond: NECB_Default :ext_roof_cond: NECB_Default :ext_wall_cond: NECB_Default :fdwr_set: NECB_Default :fixed_wind_solar_trans: NECB_Default :fixed_window_cond: NECB_Default :furnace_eff: NECB_Default :glass_door_cond: NECB_Default :glass_door_solar_trans: NECB_Default :ground_floor_cond: NECB_Default :ground_roof_cond: NECB_Default :ground_wall_cond: NECB_Default :lights_scale: NECB_Default :lights_type: NECB_Default :overhead_door_cond: NECB_Default :primary_heating_fuel: Electricity :pv_ground_azimuth_angle: NECB_Default :pv_ground_module_description: NECB_Default :pv_ground_tilt_angle: NECB_Default :pv_ground_total_area_pv_panels_m2: NECB_Default :pv_ground_type: NECB_Default :rotation_degrees: NECB_Default :run_annual_simulation: true :s3_bucket: '834599497928' :scale_x: NECB_Default :scale_y: NECB_Default :scale_z: NECB_Default :shw_eff: NECB_Default :skylight_cond: NECB_Default :skylight_solar_trans: NECB_Default :srr_set: NECB_Default :template: NECB2015 | 0 | TRUE | 613.9679 |  | https://s3.console.aws.amazon.com/s3/buckets/834599497928?region=ca-central-1&prefix=sara.gilani/baseline-2021-03-24/6a87033d-ede6-4783-acf8-880bd0e50e61/output/70e4b651-d7b4-448a-9a60-3b2d61e659bc/ | 1.0.002 | 0 | 0 |  | 0 | 0 | tier_1 | 0
87 | 0 |  | NECB_Default | NECB_Default | NECB_Default | NECB_Default | NECB_Default | NECB_Default | NECB_Default | NECB_Default | PrimarySchool | NECB2017 | CAN_AB_Edmonton.Intl.AP.711230_CWEC2016.epw | Electricity | NECB_Default | NECB_Default | NECB_Default | NECB_Default | NECB_Default | NECB_Default | NECB_Default | NECB_Default | NECB_Default | NECB_Default | NECB_Default | NECB_Default | NECB_Default | NECB_Default | NECB_Default | NECB_Default | NECB_Default | NECB_Default | NECB_Default | NECB_Default | NECB_Default | NECB_Default | NECB_Default | NECB_Default | NECB_Default | NECB_Default | NECB_Default | aws_batch | 834599497928 | [5 empty] | baseline-2021-03-24 | 6a87033d-ede6-4783-acf8-880bd0e50e61 | TRUE | TRUE | 3f036441-b0eb-48ca-bef9-4aefc9df9da1 |  | 6871 | 9383 | 32.5 | PrimarySchool |  |  | 2 | PrimarySchool | 1 |  | 1 | NECB2017 | 0.3414 | 27484 | 212.0008 | 10.1734 | 67.2027 | 9.3466 | 518.4987 | 219.7753 | EDMONTON | ALBERTA | 126.5604 | 0 | 0 | 126.5604 | 11.9953 | 0 | 0 | 11.9953 | 0 | 0.021452 | 0 | 0 | 0.57669 | 0.093982 | 0.011787 | 0.2253 | 0.04265 | 0.10469 | 0 | 0.00030272 | 0.57669 | 0.07653 | 126.9675 | 0 | Electricity | 32.5 | 0.757 | [5 empty] | 0.138 | 0.21 | 1.9 | 1.9 | 2 | Edmonton Intl AP | CAN | 23 | 5588 | 53.31 | -113.579 | 7a | 5120 | AB | CAN_AB_Edmonton.Intl.AP.711230_CWEC2016.epw | 0 | 1.4387 | 0.00079685 | 525.84 | 0 | 1805.4702 | 6.4358 | 0.0035646 | 2352.28 | 0.1 | 2021-03-24 15:09:06 +0000 | eef80c06 | 0.2.11 | :adv_dx_units: NECB_Default :analysis_id: 6a87033d-ede6-4783-acf8-880bd0e50e61 :analysis_name: baseline-2021-03-24 :boiler_eff: NECB_Default :btap_batch_version: 1.0.002 :building_type: PrimarySchool :compute_environment: aws_batch :datapoint_id: 3f036441-b0eb-48ca-bef9-4aefc9df9da1 :daylighting_type: NECB_Default :dcv_type: NECB_Default :door_construction_cond: NECB_Default :ecm_system_name: NECB_Default :enable_costing: true :epw_file: CAN_AB_Edmonton.Intl.AP.711230_CWEC2016.epw :erv_package: NECB_Default :ext_floor_cond: NECB_Default :ext_roof_cond: NECB_Default :ext_wall_cond: NECB_Default :fdwr_set: NECB_Default :fixed_wind_solar_trans: NECB_Default :fixed_window_cond: NECB_Default :furnace_eff: NECB_Default :glass_door_cond: NECB_Default :glass_door_solar_trans: NECB_Default :ground_floor_cond: NECB_Default :ground_roof_cond: NECB_Default :ground_wall_cond: NECB_Default :lights_scale: NECB_Default :lights_type: NECB_Default :overhead_door_cond: NECB_Default :primary_heating_fuel: Electricity :pv_ground_azimuth_angle: NECB_Default :pv_ground_module_description: NECB_Default :pv_ground_tilt_angle: NECB_Default :pv_ground_total_area_pv_panels_m2: NECB_Default :pv_ground_type: NECB_Default :rotation_degrees: NECB_Default :run_annual_simulation: true :s3_bucket: '834599497928' :scale_x: NECB_Default :scale_y: NECB_Default :scale_z: NECB_Default :shw_eff: NECB_Default :skylight_cond: NECB_Default :skylight_solar_trans: NECB_Default :srr_set: NECB_Default :template: NECB2017 | 0 | TRUE | 613.9578 |  | https://s3.console.aws.amazon.com/s3/buckets/834599497928?region=ca-central-1&prefix=sara.gilani/baseline-2021-03-24/6a87033d-ede6-4783-acf8-880bd0e50e61/output/3f036441-b0eb-48ca-bef9-4aefc9df9da1/ | 1.0.002 | 0 | 0 |  | 0 | 0 | tier_1 | 0
88 | 0 |  | NECB_Default | NECB_Default | NECB_Default | NECB_Default | NECB_Default | NECB_Default | NECB_Default | NECB_Default | PrimarySchool | NECB2011 | CAN_ON_Toronto.Pearson.Intl.AP.716240_CWEC2016.epw | NaturalGas | NECB_Default | NECB_Default | NECB_Default | NECB_Default | NECB_Default | NECB_Default | NECB_Default | NECB_Default | NECB_Default | NECB_Default | NECB_Default | NECB_Default | NECB_Default | NECB_Default | NECB_Default | NECB_Default | NECB_Default | NECB_Default | NECB_Default | NECB_Default | NECB_Default | NECB_Default | NECB_Default | NECB_Default | NECB_Default | NECB_Default | NECB_Default | aws_batch | 834599497928 | [5 empty] | baseline-2021-03-24 | 6a87033d-ede6-4783-acf8-880bd0e50e61 | TRUE | TRUE | c4852fd6-3daf-4caa-a85d-031f3206891f |  | 6871 | 9383 | 40 | PrimarySchool |  |  | 5 | PrimarySchool | 1 |  | 1 | NECB2011 | 0.3414 | 27484 | 219.9287 | 27.3052 | 65.2539 | 3.6866 | 521.1263 | 204.9519 | TORONTO | ONTARIO | 2.0211 | 22.8978 | 0 | 24.9189 | 16.1929 | 4.0403 | 0 | 20.2332 | 0 | 0.065532 | 0 | 0 | 0.36388 | 0.12149 | 0 | 0.37639 | 0.042586 | 0.13178 | 0.46334 | 0.0025004 | 0.82722 | 0.086948 | 59.7899 | 144.0449 | Natural Gas | 40 | 0.757 | [5 empty] | 0.183 | 0.278 | 2.2 | 2.2 | 5 | Toronto Pearson Intl AP | CAN | 382 | 3615 | 43.677 | -79.631 | 5 | 3890 | ON | CAN_ON_Toronto.Pearson.Intl.AP.716240_CWEC2016.epw | 0 | 0 | 0 | 0 | 597.42 | 1805.5007 | 6.4868 | 0.0035928 | 2370.94 | 0.1 | 2021-03-24 15:09:03 +0000 | eef80c06 | 0.2.11 | :adv_dx_units: NECB_Default :analysis_id: 6a87033d-ede6-4783-acf8-880bd0e50e61 :analysis_name: baseline-2021-03-24 :boiler_eff: NECB_Default :btap_batch_version: 1.0.002 :building_type: PrimarySchool :compute_environment: aws_batch :datapoint_id: c4852fd6-3daf-4caa-a85d-031f3206891f :daylighting_type: NECB_Default :dcv_type: NECB_Default :door_construction_cond: NECB_Default :ecm_system_name: NECB_Default :enable_costing: true :epw_file: CAN_ON_Toronto.Pearson.Intl.AP.716240_CWEC2016.epw :erv_package: NECB_Default :ext_floor_cond: NECB_Default :ext_roof_cond: NECB_Default :ext_wall_cond: NECB_Default :fdwr_set: NECB_Default :fixed_wind_solar_trans: NECB_Default :fixed_window_cond: NECB_Default :furnace_eff: NECB_Default :glass_door_cond: NECB_Default :glass_door_solar_trans: NECB_Default :ground_floor_cond: NECB_Default :ground_roof_cond: NECB_Default :ground_wall_cond: NECB_Default :lights_scale: NECB_Default :lights_type: NECB_Default :overhead_door_cond: NECB_Default :primary_heating_fuel: NaturalGas :pv_ground_azimuth_angle: NECB_Default :pv_ground_module_description: NECB_Default :pv_ground_tilt_angle: NECB_Default :pv_ground_total_area_pv_panels_m2: NECB_Default :pv_ground_type: NECB_Default :rotation_degrees: NECB_Default :run_annual_simulation: true :s3_bucket: '834599497928' :scale_x: NECB_Default :scale_y: NECB_Default :scale_z: NECB_Default :shw_eff: NECB_Default :skylight_cond: NECB_Default :skylight_solar_trans: NECB_Default :srr_set: NECB_Default :template: NECB2011 | 0 | TRUE | 615.5747 |  | https://s3.console.aws.amazon.com/s3/buckets/834599497928?region=ca-central-1&prefix=sara.gilani/baseline-2021-03-24/6a87033d-ede6-4783-acf8-880bd0e50e61/output/c4852fd6-3daf-4caa-a85d-031f3206891f/ | 1.0.002 | 0 | 0 |  | 0 | 0 | tier_1 | 0
89 | 0 |  | NECB_Default | NECB_Default | NECB_Default | NECB_Default | NECB_Default | NECB_Default | NECB_Default | NECB_Default | PrimarySchool | NECB2015 | CAN_AB_Edmonton.Intl.AP.711230_CWEC2016.epw | Electricity | NECB_Default | NECB_Default | NECB_Default | NECB_Default | NECB_Default | NECB_Default | NECB_Default | NECB_Default | NECB_Default | NECB_Default | NECB_Default | NECB_Default | NECB_Default | NECB_Default | NECB_Default | NECB_Default | NECB_Default | NECB_Default | NECB_Default | NECB_Default | NECB_Default | NECB_Default | NECB_Default | NECB_Default | NECB_Default | NECB_Default | NECB_Default | aws_batch | 834599497928 | [5 empty] | baseline-2021-03-24 | 6a87033d-ede6-4783-acf8-880bd0e50e61 | TRUE | TRUE | 72538c22-7617-47e9-904b-e9a9dfd01c0a |  | 6871 | 9383 | 32.5 | PrimarySchool |  |  | 5 | PrimarySchool | 1 |  | 1 | NECB2015 | 0.3414 | 27484 | 207.1248 | 11.3582 | 67.2027 | 9.3466 | 526.2085 | 231.1763 | EDMONTON | ALBERTA | 176.4422 | 0 | 0 | 176.4422 | 16.723 | 0 | 0 | 16.723 | 0 | 0.027204 | 0 | 0 | 0.80399 | 0.12006 | 0 | 0.40814 | 0.04265 | 0.1291 | 0 | 0.00030272 | 0.80399 | 0.076532 | 130.7155 | 0 | Electricity | 32.5 | 0.757 | [5 empty] | 0.162 | 0.21 | 2.2 | 2.2 | 5 | Edmonton Intl AP | CAN | 23 | 5588 | 53.31 | -113.579 | 7a | 5120 | AB | CAN_AB_Edmonton.Intl.AP.711230_CWEC2016.epw | 0 | 1.4387 | 0.00079686 | 525.85 | 0 | 1805.4702 | 6.4358 | 0.0035646 | 2352.28 | 0.1 | 2021-03-24 15:09:06 +0000 | eef80c06 | 0.2.11 | :adv_dx_units: NECB_Default :analysis_id: 6a87033d-ede6-4783-acf8-880bd0e50e61 :analysis_name: baseline-2021-03-24 :boiler_eff: NECB_Default :btap_batch_version: 1.0.002 :building_type: PrimarySchool :compute_environment: aws_batch :datapoint_id: 72538c22-7617-47e9-904b-e9a9dfd01c0a :daylighting_type: NECB_Default :dcv_type: NECB_Default :door_construction_cond: NECB_Default :ecm_system_name: NECB_Default :enable_costing: true :epw_file: CAN_AB_Edmonton.Intl.AP.711230_CWEC2016.epw :erv_package: NECB_Default :ext_floor_cond: NECB_Default :ext_roof_cond: NECB_Default :ext_wall_cond: NECB_Default :fdwr_set: NECB_Default :fixed_wind_solar_trans: NECB_Default :fixed_window_cond: NECB_Default :furnace_eff: NECB_Default :glass_door_cond: NECB_Default :glass_door_solar_trans: NECB_Default :ground_floor_cond: NECB_Default :ground_roof_cond: NECB_Default :ground_wall_cond: NECB_Default :lights_scale: NECB_Default :lights_type: NECB_Default :overhead_door_cond: NECB_Default :primary_heating_fuel: Electricity :pv_ground_azimuth_angle: NECB_Default :pv_ground_module_description: NECB_Default :pv_ground_tilt_angle: NECB_Default :pv_ground_total_area_pv_panels_m2: NECB_Default :pv_ground_type: NECB_Default :rotation_degrees: NECB_Default :run_annual_simulation: true :s3_bucket: '834599497928' :scale_x: NECB_Default :scale_y: NECB_Default :scale_z: NECB_Default :shw_eff: NECB_Default :skylight_cond: NECB_Default :skylight_solar_trans: NECB_Default :srr_set: NECB_Default :template: NECB2015 | 0 | TRUE | 615.473 |  | https://s3.console.aws.amazon.com/s3/buckets/834599497928?region=ca-central-1&prefix=sara.gilani/baseline-2021-03-24/6a87033d-ede6-4783-acf8-880bd0e50e61/output/72538c22-7617-47e9-904b-e9a9dfd01c0a/ | 1.0.002 | 0 | 0 |  | 0 | 0 | tier_1 | 0
90 | 0 |  | NECB_Default | NECB_Default | NECB_Default | NECB_Default | NECB_Default | NECB_Default | NECB_Default | NECB_Default | PrimarySchool | NECB2017 | CAN_YT_Whitehorse.Intl.AP.719640_CWEC2016.epw | Electricity | NECB_Default | NECB_Default | NECB_Default | NECB_Default | NECB_Default | NECB_Default | NECB_Default | NECB_Default | NECB_Default | NECB_Default | NECB_Default | NECB_Default | NECB_Default | NECB_Default | NECB_Default | NECB_Default | NECB_Default | NECB_Default | NECB_Default | NECB_Default | NECB_Default | NECB_Default | NECB_Default | NECB_Default | NECB_Default | NECB_Default | NECB_Default | aws_batch | 834599497928 | [5 empty] | baseline-2021-03-24 | 6a87033d-ede6-4783-acf8-880bd0e50e61 | TRUE | TRUE | 73a3a660-42ba-4d31-945e-1e05bb70e3c5 |  | 6871 | 9383 | 22.8 | PrimarySchool |  |  | 2 | PrimarySchool | 1 |  | 1 | NECB2017 | 0.3414 | 27484 | 163.5856 | 8.5683 | 59.5635 | 9.1059 | 433.4603 | 192.637 | WHITEHORSE | YUKON | 9.5504 | 0 | 0 | 9.5504 | 21.8716 | 0 | 0 | 21.8716 | 0 | 0.0075855 | 0 | 0 | 0.61402 | 0.079494 | 0.013406 | 0.28613 | 0.04265 | 0.10469 | 0 | 0.00030272 | 0.61402 | 0.079772 | 146.9356 | 0 | Electricity | 22.8 | 0.757 | [5 empty] | 0.138 | 0.21 | 1.9 | 1.9 | 2 | Whitehorse Intl AP | CAN | 5 | 6491 | 60.709 | -135.069 | 7b | 6580 | YT | CAN_YT_Whitehorse.Intl.AP.719640_CWEC2016.epw | 0 | 1.4996 | 0.0008306 | 548.11 | 0 | 1805.4702 | 6.4358 | 0.0035646 | 2352.28 | 0.1 | 2021-03-24 15:08:41 +0000 | eef80c06 | 0.2.11 | :adv_dx_units: NECB_Default :analysis_id: 6a87033d-ede6-4783-acf8-880bd0e50e61 :analysis_name: baseline-2021-03-24 :boiler_eff: NECB_Default :btap_batch_version: 1.0.002 :building_type: PrimarySchool :compute_environment: aws_batch :datapoint_id: 73a3a660-42ba-4d31-945e-1e05bb70e3c5 :daylighting_type: NECB_Default :dcv_type: NECB_Default :door_construction_cond: NECB_Default :ecm_system_name: NECB_Default :enable_costing: true :epw_file: CAN_YT_Whitehorse.Intl.AP.719640_CWEC2016.epw :erv_package: NECB_Default :ext_floor_cond: NECB_Default :ext_roof_cond: NECB_Default :ext_wall_cond: NECB_Default :fdwr_set: NECB_Default :fixed_wind_solar_trans: NECB_Default :fixed_window_cond: NECB_Default :furnace_eff: NECB_Default :glass_door_cond: NECB_Default :glass_door_solar_trans: NECB_Default :ground_floor_cond: NECB_Default :ground_roof_cond: NECB_Default :ground_wall_cond: NECB_Default :lights_scale: NECB_Default :lights_type: NECB_Default :overhead_door_cond: NECB_Default :primary_heating_fuel: Electricity :pv_ground_azimuth_angle: NECB_Default :pv_ground_module_description: NECB_Default :pv_ground_tilt_angle: NECB_Default :pv_ground_total_area_pv_panels_m2: NECB_Default :pv_ground_type: NECB_Default :rotation_degrees: NECB_Default :run_annual_simulation: true :s3_bucket: '834599497928' :scale_x: NECB_Default :scale_y: NECB_Default :scale_z: NECB_Default :shw_eff: NECB_Default :skylight_cond: NECB_Default :skylight_solar_trans: NECB_Default :srr_set: NECB_Default :template: NECB2017 | 0 | TRUE | 615.6097 |  | https://s3.console.aws.amazon.com/s3/buckets/834599497928?region=ca-central-1&prefix=sara.gilani/baseline-2021-03-24/6a87033d-ede6-4783-acf8-880bd0e50e61/output/73a3a660-42ba-4d31-945e-1e05bb70e3c5/ | 1.0.002 | 0 | 0 |  | 0 | 0 | tier_1 | 0
91 | 0 |  | NECB_Default | NECB_Default | NECB_Default | NECB_Default | NECB_Default | NECB_Default | NECB_Default | NECB_Default | MediumOffice | NECB2015 | CAN_QC_Montreal-Trudeau.Intl.AP.716270_CWEC2016.epw | NaturalGas | NECB_Default | NECB_Default | NECB_Default | NECB_Default | NECB_Default | NECB_Default | NECB_Default | NECB_Default | NECB_Default | NECB_Default | NECB_Default | NECB_Default | NECB_Default | NECB_Default | NECB_Default | NECB_Default | NECB_Default | NECB_Default | NECB_Default | NECB_Default | NECB_Default | NECB_Default | NECB_Default | NECB_Default | NECB_Default | NECB_Default | NECB_Default | aws_batch | 834599497928 | [5 empty] | baseline-2021-03-24 | 6a87033d-ede6-4783-acf8-880bd0e50e61 | TRUE | TRUE | d73fc481-2b96-40b4-9a26-39a530625194 |  | 4982.19 | 3638.3973 | 37.3 | MediumOffice |  |  | 0 | MediumOffice | 3 |  | 3 | NECB2015 | 0.1843 | 19741.4134 | 83.3391 | 81.9803 | 62.0482 | 3.1923 | 416.9654 | 186.4056 | MONTREAL | QUEBEC | 0.12251 | 11.9824 | 0 | 12.1049 | 7.8029 | 3.1387 | 0 | 10.9416 | 0 | 0.036181 | 0 | 0 | 0.31526 | 0.057232 | 0 | 0.18652 | 0.09999 | 0.10739 | 0.24256 | 0.012085 | 0.55782 | 0.056038 | 39.9772 | 74.1834 | Natural Gas | 37.3 | 0.757 | [5 empty] | 0.183 | 0.247 | 2.2 |  | 0 | Montreal-Trudeau Intl AP | CAN | 323 | 4090 | 45.471 | -73.741 | 6 | 4400 | QC | CAN_QC_Montreal-Trudeau.Intl.AP.716270_CWEC2016.epw | 0 | 0 | 0 | 0 | 279.19 | 249.2341 | 2.9075 | 0.011666 | 1062.69 | 0.1 | 2021-03-24 15:08:55 +0000 | eef80c06 | 0.2.11 | :adv_dx_units: NECB_Default :analysis_id: 6a87033d-ede6-4783-acf8-880bd0e50e61 :analysis_name: baseline-2021-03-24 :boiler_eff: NECB_Default :btap_batch_version: 1.0.002 :building_type: MediumOffice :compute_environment: aws_batch :datapoint_id: d73fc481-2b96-40b4-9a26-39a530625194 :daylighting_type: NECB_Default :dcv_type: NECB_Default :door_construction_cond: NECB_Default :ecm_system_name: NECB_Default :enable_costing: true :epw_file: CAN_QC_Montreal-Trudeau.Intl.AP.716270_CWEC2016.epw :erv_package: NECB_Default :ext_floor_cond: NECB_Default :ext_roof_cond: NECB_Default :ext_wall_cond: NECB_Default :fdwr_set: NECB_Default :fixed_wind_solar_trans: NECB_Default :fixed_window_cond: NECB_Default :furnace_eff: NECB_Default :glass_door_cond: NECB_Default :glass_door_solar_trans: NECB_Default :ground_floor_cond: NECB_Default :ground_roof_cond: NECB_Default :ground_wall_cond: NECB_Default :lights_scale: NECB_Default :lights_type: NECB_Default :overhead_door_cond: NECB_Default :primary_heating_fuel: NaturalGas :pv_ground_azimuth_angle: NECB_Default :pv_ground_module_description: NECB_Default :pv_ground_tilt_angle: NECB_Default :pv_ground_total_area_pv_panels_m2: NECB_Default :pv_ground_type: NECB_Default :rotation_degrees: NECB_Default :run_annual_simulation: true :s3_bucket: '834599497928' :scale_x: NECB_Default :scale_y: NECB_Default :scale_z: NECB_Default :shw_eff: NECB_Default :skylight_cond: NECB_Default :skylight_solar_trans: NECB_Default :srr_set: NECB_Default :template: NECB2015 | 0.0023845 | TRUE | 616.7707 |  | https://s3.console.aws.amazon.com/s3/buckets/834599497928?region=ca-central-1&prefix=sara.gilani/baseline-2021-03-24/6a87033d-ede6-4783-acf8-880bd0e50e61/output/d73fc481-2b96-40b4-9a26-39a530625194/ | 1.0.002 | 0 | 0 |  | 0 | 0 | tier_1 | 0
92 | 0 |  | NECB_Default | NECB_Default | NECB_Default | NECB_Default | NECB_Default | NECB_Default | NECB_Default | NECB_Default | MediumOffice | NECB2015 | CAN_NS_Halifax.Dockyard.713280_CWEC2016.epw | NaturalGas | NECB_Default | NECB_Default | NECB_Default | NECB_Default | NECB_Default | NECB_Default | NECB_Default | NECB_Default | NECB_Default | NECB_Default | NECB_Default | NECB_Default | NECB_Default | NECB_Default | NECB_Default | NECB_Default | NECB_Default | NECB_Default | NECB_Default | NECB_Default | NECB_Default | NECB_Default | NECB_Default | NECB_Default | NECB_Default | NECB_Default | NECB_Default | aws_batch | 834599497928 | [5 empty] | baseline-2021-03-24 | 6a87033d-ede6-4783-acf8-880bd0e50e61 | TRUE | TRUE | e404fcdd-2065-4890-86b1-16249c4ff041 |  | 4982.19 | 3638.3973 | 40 | MediumOffice |  |  | 0 | MediumOffice | 3 |  | 3 | NECB2015 | 0.1843 | 19741.4134 | 72.5783 | 72.2616 | 60.0204 | 3.077 | 380.0485 | 172.1112 | HALIFAX | NOVA SCOTIA | 65.2409 | 11.196 | 0 | 76.4369 | 12.795 | 2.826 | 0 | 15.6209 | 0 | 0.028385 | 0 | 0 | 0.32172 | 0.073865 | 0 | 0.16965 | 0.09999 | 0.10739 | 0.225 | 0.010459 | 0.54672 | 0.055351 | 37.4115 | 64.4338 | Natural Gas | 40 | 0.757 | [5 empty] | 0.183 | 0.247 | 2.2 |  | 0 | Halifax Dockyard | CAN | 112 | 3647 | 44.655 | -63.577 | 6 | 4000 | NS | CAN_NS_Halifax.Dockyard.713280_CWEC2016.epw | 0 | 0 | 0 | 0 | 275.77 | 249.2341 | 2.9075 | 0.011666 | 1062.69 | 0.1 | 2021-03-24 15:08:40 +0000 | eef80c06 | 0.2.11 | :adv_dx_units: NECB_Default :analysis_id: 6a87033d-ede6-4783-acf8-880bd0e50e61 :analysis_name: baseline-2021-03-24 :boiler_eff: NECB_Default :btap_batch_version: 1.0.002 :building_type: MediumOffice :compute_environment: aws_batch :datapoint_id: e404fcdd-2065-4890-86b1-16249c4ff041 :daylighting_type: NECB_Default :dcv_type: NECB_Default :door_construction_cond: NECB_Default :ecm_system_name: NECB_Default :enable_costing: true :epw_file: CAN_NS_Halifax.Dockyard.713280_CWEC2016.epw :erv_package: NECB_Default :ext_floor_cond: NECB_Default :ext_roof_cond: NECB_Default :ext_wall_cond: NECB_Default :fdwr_set: NECB_Default :fixed_wind_solar_trans: NECB_Default :fixed_window_cond: NECB_Default :furnace_eff: NECB_Default :glass_door_cond: NECB_Default :glass_door_solar_trans: NECB_Default :ground_floor_cond: NECB_Default :ground_roof_cond: NECB_Default :ground_wall_cond: NECB_Default :lights_scale: NECB_Default :lights_type: NECB_Default :overhead_door_cond: NECB_Default :primary_heating_fuel: NaturalGas :pv_ground_azimuth_angle: NECB_Default :pv_ground_module_description: NECB_Default :pv_ground_tilt_angle: NECB_Default :pv_ground_total_area_pv_panels_m2: NECB_Default :pv_ground_type: NECB_Default :rotation_degrees: NECB_Default :run_annual_simulation: true :s3_bucket: '834599497928' :scale_x: NECB_Default :scale_y: NECB_Default :scale_z: NECB_Default :shw_eff: NECB_Default :skylight_cond: NECB_Default :skylight_solar_trans: NECB_Default :srr_set: NECB_Default :template: NECB2015 | 0.0016318 | TRUE | 619.152 |  | https://s3.console.aws.amazon.com/s3/buckets/834599497928?region=ca-central-1&prefix=sara.gilani/baseline-2021-03-24/6a87033d-ede6-4783-acf8-880bd0e50e61/output/e404fcdd-2065-4890-86b1-16249c4ff041/ | 1.0.002 | 0 | 0 |  | 0 | 0 | tier_1 | 0
93 | 0 |  | NECB_Default | NECB_Default | NECB_Default | NECB_Default | NECB_Default | NECB_Default | NECB_Default | NECB_Default | MediumOffice | NECB2017 | CAN_AB_Edmonton.Intl.AP.711230_CWEC2016.epw | NaturalGas | NECB_Default | NECB_Default | NECB_Default | NECB_Default | NECB_Default | NECB_Default | NECB_Default | NECB_Default | NECB_Default | NECB_Default | NECB_Default | NECB_Default | NECB_Default | NECB_Default | NECB_Default | NECB_Default | NECB_Default | NECB_Default | NECB_Default | NECB_Default | NECB_Default | NECB_Default | NECB_Default | NECB_Default | NECB_Default | NECB_Default | NECB_Default | aws_batch | 834599497928 | [5 empty] | baseline-2021-03-24 | 6a87033d-ede6-4783-acf8-880bd0e50e61 | TRUE | TRUE | 3c16d821-84bd-4520-a319-30108c7c0845 |  | 4982.19 | 3638.3973 | 32.5 | MediumOffice |  |  | 0 | MediumOffice | 3 |  | 3 | NECB2017 | 0.1843 | 19741.4134 | 85.6351 | 76.6565 | 67.2026 | 3.1906 | 417.8804 | 185.1955 | EDMONTON | ALBERTA | 63.2518 | 12.5247 | 0 | 75.7765 | 5.9949 | 0.89353 | 0 | 6.8885 | 0 | 0.018707 | 0 | 0 | 0.28822 | 0.072211 | 0.00018265 | 0.18731 | 0.09999 | 0.08811 | 0.2482 | 0.0080627 | 0.53642 | 0.060897 | 35.1093 | 73.1906 | Natural Gas | 32.5 | 0.757 | [5 empty] | 0.138 | 0.21 | 1.9 |  | 0 | Edmonton Intl AP | CAN | 23 | 5588 | 53.31 | -113.579 | 7a | 5120 | AB | CAN_AB_Edmonton.Intl.AP.711230_CWEC2016.epw | 0 | 0 | 0 | 0 | 303.4 | 249.2341 | 2.9075 | 0.011666 | 1062.69 | 0.1 | 2021-03-24 15:08:45 +0000 | eef80c06 | 0.2.11 | :adv_dx_units: NECB_Default :analysis_id: 6a87033d-ede6-4783-acf8-880bd0e50e61 :analysis_name: baseline-2021-03-24 :boiler_eff: NECB_Default :btap_batch_version: 1.0.002 :building_type: MediumOffice :compute_environment: aws_batch :datapoint_id: 3c16d821-84bd-4520-a319-30108c7c0845 :daylighting_type: NECB_Default :dcv_type: NECB_Default :door_construction_cond: NECB_Default :ecm_system_name: NECB_Default :enable_costing: true :epw_file: CAN_AB_Edmonton.Intl.AP.711230_CWEC2016.epw :erv_package: NECB_Default :ext_floor_cond: NECB_Default :ext_roof_cond: NECB_Default :ext_wall_cond: NECB_Default :fdwr_set: NECB_Default :fixed_wind_solar_trans: NECB_Default :fixed_window_cond: NECB_Default :furnace_eff: NECB_Default :glass_door_cond: NECB_Default :glass_door_solar_trans: NECB_Default :ground_floor_cond: NECB_Default :ground_roof_cond: NECB_Default :ground_wall_cond: NECB_Default :lights_scale: NECB_Default :lights_type: NECB_Default :overhead_door_cond: NECB_Default :primary_heating_fuel: NaturalGas :pv_ground_azimuth_angle: NECB_Default :pv_ground_module_description: NECB_Default :pv_ground_tilt_angle: NECB_Default :pv_ground_total_area_pv_panels_m2: NECB_Default :pv_ground_type: NECB_Default :rotation_degrees: NECB_Default :run_annual_simulation: true :s3_bucket: '834599497928' :scale_x: NECB_Default :scale_y: NECB_Default :scale_z: NECB_Default :shw_eff: NECB_Default :skylight_cond: NECB_Default :skylight_solar_trans: NECB_Default :srr_set: NECB_Default :template: NECB2017 | 0.0009534 | TRUE | 619.5812 |  | https://s3.console.aws.amazon.com/s3/buckets/834599497928?region=ca-central-1&prefix=sara.gilani/baseline-2021-03-24/6a87033d-ede6-4783-acf8-880bd0e50e61/output/3c16d821-84bd-4520-a319-30108c7c0845/ | 1.0.002 | 0 | 0 |  | 0 | 0 | tier_1 | 0
94 | 0 |  | NECB_Default | NECB_Default | NECB_Default | NECB_Default | NECB_Default | NECB_Default | NECB_Default | NECB_Default | PrimarySchool | NECB2011 | CAN_AB_Edmonton.Intl.AP.711230_CWEC2016.epw | NaturalGas | NECB_Default | NECB_Default | NECB_Default | NECB_Default | NECB_Default | NECB_Default | NECB_Default | NECB_Default | NECB_Default | NECB_Default | NECB_Default | NECB_Default | NECB_Default | NECB_Default | NECB_Default | NECB_Default | NECB_Default | NECB_Default | NECB_Default | NECB_Default | NECB_Default | NECB_Default | NECB_Default | NECB_Default | NECB_Default | NECB_Default | NECB_Default | aws_batch | 834599497928 | [5 empty] | baseline-2021-03-24 | 6a87033d-ede6-4783-acf8-880bd0e50e61 | TRUE | TRUE | 6d3dbd3f-3caf-4d81-83fb-31780ef2c5c6 |  | 6871 | 9383 | 32.5 | PrimarySchool |  |  | 5 | PrimarySchool | 1 |  | 1 | NECB2011 | 0.3414 | 27484 | 207.1248 | 26.8669 | 65.7471 | 3.6412 | 495.8777 | 192.4978 | EDMONTON | ALBERTA | 71.2881 | 31.859 | 0 | 103.1471 | 6.7566 | 2.2729 | 0 | 9.0295 | 0 | 0.026952 | 0 | 0 | 0.32484 | 0.12038 | 0 | 0.53337 | 0.042586 | 0.13178 | 0.63135 | 0.0031422 | 0.95619 | 0.09798 | 47.5507 | 140.5419 | Natural Gas | 32.5 | 0.757 | [5 empty] | 0.162 | 0.21 | 2.2 | 2.2 | 5 | Edmonton Intl AP | CAN | 23 | 5588 | 53.31 | -113.579 | 7a | 5120 | AB | CAN_AB_Edmonton.Intl.AP.711230_CWEC2016.epw | 0 | 0 | 0 | 0 | 673.22 | 1805.5007 | 6.4868 | 0.0035928 | 2370.94 | 0.1 | 2021-03-24 15:09:34 +0000 | eef80c06 | 0.2.11 | :adv_dx_units: NECB_Default :analysis_id: 6a87033d-ede6-4783-acf8-880bd0e50e61 :analysis_name: baseline-2021-03-24 :boiler_eff: NECB_Default :btap_batch_version: 1.0.002 :building_type: PrimarySchool :compute_environment: aws_batch :datapoint_id: 6d3dbd3f-3caf-4d81-83fb-31780ef2c5c6 :daylighting_type: NECB_Default :dcv_type: NECB_Default :door_construction_cond: NECB_Default :ecm_system_name: NECB_Default :enable_costing: true :epw_file: CAN_AB_Edmonton.Intl.AP.711230_CWEC2016.epw :erv_package: NECB_Default :ext_floor_cond: NECB_Default :ext_roof_cond: NECB_Default :ext_wall_cond: NECB_Default :fdwr_set: NECB_Default :fixed_wind_solar_trans: NECB_Default :fixed_window_cond: NECB_Default :furnace_eff: NECB_Default :glass_door_cond: NECB_Default :glass_door_solar_trans: NECB_Default :ground_floor_cond: NECB_Default :ground_roof_cond: NECB_Default :ground_wall_cond: NECB_Default :lights_scale: NECB_Default :lights_type: NECB_Default :overhead_door_cond: NECB_Default :primary_heating_fuel: NaturalGas :pv_ground_azimuth_angle: NECB_Default :pv_ground_module_description: NECB_Default :pv_ground_tilt_angle: NECB_Default :pv_ground_total_area_pv_panels_m2: NECB_Default :pv_ground_type: NECB_Default :rotation_degrees: NECB_Default :run_annual_simulation: true :s3_bucket: '834599497928' :scale_x: NECB_Default :scale_y: NECB_Default :scale_z: NECB_Default :shw_eff: NECB_Default :skylight_cond: NECB_Default :skylight_solar_trans: NECB_Default :srr_set: NECB_Default :template: NECB2011 | 0 | TRUE | 672.3444 |  | https://s3.console.aws.amazon.com/s3/buckets/834599497928?region=ca-central-1&prefix=sara.gilani/baseline-2021-03-24/6a87033d-ede6-4783-acf8-880bd0e50e61/output/6d3dbd3f-3caf-4d81-83fb-31780ef2c5c6/ | 1.0.002 | 0 | 0 |  | 0 | 0 | tier_1 | 0
95 | 0 |  | NECB_Default | NECB_Default | NECB_Default | NECB_Default | NECB_Default | NECB_Default | NECB_Default | NECB_Default | PrimarySchool | NECB2011 | CAN_QC_Montreal-Trudeau.Intl.AP.716270_CWEC2016.epw | NaturalGas | NECB_Default | NECB_Default | NECB_Default | NECB_Default | NECB_Default | NECB_Default | NECB_Default | NECB_Default | NECB_Default | NECB_Default | NECB_Default | NECB_Default | NECB_Default | NECB_Default | NECB_Default | NECB_Default | NECB_Default | NECB_Default | NECB_Default | NECB_Default | NECB_Default | NECB_Default | NECB_Default | NECB_Default | NECB_Default | NECB_Default | NECB_Default | aws_batch | 834599497928 | [5 empty] | baseline-2021-03-24 | 6a87033d-ede6-4783-acf8-880bd0e50e61 | TRUE | TRUE | f9c91dd4-a4dd-49a8-bebd-8aabe9b3e2eb |  | 6871 | 9383 | 37.3 | PrimarySchool |  |  | 5 | PrimarySchool | 1 |  | 1 | NECB2011 | 0.3414 | 27484 | 206.1024 | 27.4605 | 60.6949 | 3.6184 | 494.5857 | 196.7095 | MONTREAL | QUEBEC | 0.13651 | 26.6819 | 0 | 26.8185 | 8.6942 | 6.9891 | 0 | 15.6834 | 0 | 0.058456 | 0 | 0 | 0.35128 | 0.11582 | 0 | 0.45055 | 0.042586 | 0.13178 | 0.54012 | 0.0026401 | 0.8914 | 0.089568 | 56.7772 | 158.1336 | Natural Gas | 37.3 | 0.757 | [5 empty] | 0.183 | 0.247 | 2.2 | 2.2 | 5 | Montreal-Trudeau Intl AP | CAN | 323 | 4090 | 45.471 | -73.741 | 6 | 4400 | QC | CAN_QC_Montreal-Trudeau.Intl.AP.716270_CWEC2016.epw | 0 | 0 | 0 | 0 | 615.42 | 1805.5007 | 6.4868 | 0.0035928 | 2370.94 | 0.1 | 2021-03-24 15:09:20 +0000 | eef80c06 | 0.2.11 | :adv_dx_units: NECB_Default :analysis_id: 6a87033d-ede6-4783-acf8-880bd0e50e61 :analysis_name: baseline-2021-03-24 :boiler_eff: NECB_Default :btap_batch_version: 1.0.002 :building_type: PrimarySchool :compute_environment: aws_batch :datapoint_id: f9c91dd4-a4dd-49a8-bebd-8aabe9b3e2eb :daylighting_type: NECB_Default :dcv_type: NECB_Default :door_construction_cond: NECB_Default :ecm_system_name: NECB_Default :enable_costing: true :epw_file: CAN_QC_Montreal-Trudeau.Intl.AP.716270_CWEC2016.epw :erv_package: NECB_Default :ext_floor_cond: NECB_Default :ext_roof_cond: NECB_Default :ext_wall_cond: NECB_Default :fdwr_set: NECB_Default :fixed_wind_solar_trans: NECB_Default :fixed_window_cond: NECB_Default :furnace_eff: NECB_Default :glass_door_cond: NECB_Default :glass_door_solar_trans: NECB_Default :ground_floor_cond: NECB_Default :ground_roof_cond: NECB_Default :ground_wall_cond: NECB_Default :lights_scale: NECB_Default :lights_type: NECB_Default :overhead_door_cond: NECB_Default :primary_heating_fuel: NaturalGas :pv_ground_azimuth_angle: NECB_Default :pv_ground_module_description: NECB_Default :pv_ground_tilt_angle: NECB_Default :pv_ground_total_area_pv_panels_m2: NECB_Default :pv_ground_type: NECB_Default :rotation_degrees: NECB_Default :run_annual_simulation: true :s3_bucket: '834599497928' :scale_x: NECB_Default :scale_y: NECB_Default :scale_z: NECB_Default :shw_eff: NECB_Default :skylight_cond: NECB_Default :skylight_solar_trans: NECB_Default :srr_set: NECB_Default :template: NECB2011 | 0 | TRUE | 672.749 |  | https://s3.console.aws.amazon.com/s3/buckets/834599497928?region=ca-central-1&prefix=sara.gilani/baseline-2021-03-24/6a87033d-ede6-4783-acf8-880bd0e50e61/output/f9c91dd4-a4dd-49a8-bebd-8aabe9b3e2eb/ | 1.0.002 | 0 | 0 |  | 0 | 0 | tier_1 | 0
96 | 0 |  | NECB_Default | NECB_Default | NECB_Default | NECB_Default | NECB_Default | NECB_Default | NECB_Default | NECB_Default | PrimarySchool | NECB2011 | CAN_NS_Halifax.Dockyard.713280_CWEC2016.epw | NaturalGas | NECB_Default | NECB_Default | NECB_Default | NECB_Default | NECB_Default | NECB_Default | NECB_Default | NECB_Default | NECB_Default | NECB_Default | NECB_Default | NECB_Default | NECB_Default | NECB_Default | NECB_Default | NECB_Default | NECB_Default | NECB_Default | NECB_Default | NECB_Default | NECB_Default | NECB_Default | NECB_Default | NECB_Default | NECB_Default | NECB_Default | NECB_Default | aws_batch | 834599497928 | [5 empty] | baseline-2021-03-24 | 6a87033d-ede6-4783-acf8-880bd0e50e61 | TRUE | TRUE | e686ee01-e228-44d4-980e-3c15843d101d |  | 6871 | 9383 | 40 | PrimarySchool |  |  | 5 | PrimarySchool | 1 |  | 1 | NECB2011 | 0.3414 | 27484 | 176.7047 | 22.7965 | 58.7077 | 3.459 | 440.3064 | 178.6385 | HALIFAX | NOVA SCOTIA | 65.1989 | 22.2943 | 0 | 87.4932 | 12.7867 | 5.6273 | 0 | 18.414 | 0 | 0.029499 | 0 | 0 | 0.32152 | 0.11535 | 0 | 0.35963 | 0.042586 | 0.13178 | 0.44803 | 0.002301 | 0.76955 | 0.088401 | 47.0975 | 118.9681 | Natural Gas | 40 | 0.757 | [5 empty] | 0.183 | 0.247 | 2.2 | 2.2 | 5 | Halifax Dockyard | CAN | 112 | 3647 | 44.655 | -63.577 | 6 | 4000 | NS | CAN_NS_Halifax.Dockyard.713280_CWEC2016.epw | 0 | 0 | 0 | 0 | 607.4 | 1805.5007 | 6.4868 | 0.0035928 | 2370.94 | 0.1 | 2021-03-24 15:09:13 +0000 | eef80c06 | 0.2.11 | :adv_dx_units: NECB_Default :analysis_id: 6a87033d-ede6-4783-acf8-880bd0e50e61 :analysis_name: baseline-2021-03-24 :boiler_eff: NECB_Default :btap_batch_version: 1.0.002 :building_type: PrimarySchool :compute_environment: aws_batch :datapoint_id: e686ee01-e228-44d4-980e-3c15843d101d :daylighting_type: NECB_Default :dcv_type: NECB_Default :door_construction_cond: NECB_Default :ecm_system_name: NECB_Default :enable_costing: true :epw_file: CAN_NS_Halifax.Dockyard.713280_CWEC2016.epw :erv_package: NECB_Default :ext_floor_cond: NECB_Default :ext_roof_cond: NECB_Default :ext_wall_cond: NECB_Default :fdwr_set: NECB_Default :fixed_wind_solar_trans: NECB_Default :fixed_window_cond: NECB_Default :furnace_eff: NECB_Default :glass_door_cond: NECB_Default :glass_door_solar_trans: NECB_Default :ground_floor_cond: NECB_Default :ground_roof_cond: NECB_Default :ground_wall_cond: NECB_Default :lights_scale: NECB_Default :lights_type: NECB_Default :overhead_door_cond: NECB_Default :primary_heating_fuel: NaturalGas :pv_ground_azimuth_angle: NECB_Default :pv_ground_module_description: NECB_Default :pv_ground_tilt_angle: NECB_Default :pv_ground_total_area_pv_panels_m2: NECB_Default :pv_ground_type: NECB_Default :rotation_degrees: NECB_Default :run_annual_simulation: true :s3_bucket: '834599497928' :scale_x: NECB_Default :scale_y: NECB_Default :scale_z: NECB_Default :shw_eff: NECB_Default :skylight_cond: NECB_Default :skylight_solar_trans: NECB_Default :srr_set: NECB_Default :template: NECB2011 | 0 | TRUE | 672.8346 |  | https://s3.console.aws.amazon.com/s3/buckets/834599497928?region=ca-central-1&prefix=sara.gilani/baseline-2021-03-24/6a87033d-ede6-4783-acf8-880bd0e50e61/output/e686ee01-e228-44d4-980e-3c15843d101d/ | 1.0.002 | 0 | 0 |  | 0 | 0 | tier_1 | 0
97 | 0 |  | NECB_Default | NECB_Default | NECB_Default | NECB_Default | NECB_Default | NECB_Default | NECB_Default | NECB_Default | PrimarySchool | NECB2015 | CAN_QC_Montreal-Trudeau.Intl.AP.716270_CWEC2016.epw | Electricity | NECB_Default | NECB_Default | NECB_Default | NECB_Default | NECB_Default | NECB_Default | NECB_Default | NECB_Default | NECB_Default | NECB_Default | NECB_Default | NECB_Default | NECB_Default | NECB_Default | NECB_Default | NECB_Default | NECB_Default | NECB_Default | NECB_Default | NECB_Default | NECB_Default | NECB_Default | NECB_Default | NECB_Default | NECB_Default | NECB_Default | NECB_Default | aws_batch | 834599497928 | [5 empty] | baseline-2021-03-24 | 6a87033d-ede6-4783-acf8-880bd0e50e61 | TRUE | TRUE | dc543967-d784-42a3-8237-16a1f5372956 |  | 6871 | 9383 | 37.3 | PrimarySchool |  |  | 5 | PrimarySchool | 1 |  | 1 | NECB2015 | 0.3414 | 27484 | 206.1024 | 11.6946 | 62.0482 | 9.3098 | 521.6307 | 232.4756 | MONTREAL | QUEBEC | 0.29594 | 0 | 0 | 0.29594 | 18.8484 | 0 | 0 | 18.8484 | 0 | 0.058932 | 0 | 0 | 0.76155 | 0.11642 | 0 | 0.34456 | 0.04265 | 0.1291 | 0 | 0.00030272 | 0.76155 | 0.069592 | 142.5743 | 0 | Electricity | 37.3 | 0.757 | [5 empty] | 0.183 | 0.247 | 2.2 | 2.2 | 5 | Montreal-Trudeau Intl AP | CAN | 323 | 4090 | 45.471 | -73.741 | 6 | 4400 | QC | CAN_QC_Montreal-Trudeau.Intl.AP.716270_CWEC2016.epw | 0 | 1.3083 | 0.00072461 | 478.17 | 0 | 1805.4702 | 6.4358 | 0.0035646 | 2352.28 | 0.1 | 2021-03-24 15:09:18 +0000 | eef80c06 | 0.2.11 | :adv_dx_units: NECB_Default :analysis_id: 6a87033d-ede6-4783-acf8-880bd0e50e61 :analysis_name: baseline-2021-03-24 :boiler_eff: NECB_Default :btap_batch_version: 1.0.002 :building_type: PrimarySchool :compute_environment: aws_batch :datapoint_id: dc543967-d784-42a3-8237-16a1f5372956 :daylighting_type: NECB_Default :dcv_type: NECB_Default :door_construction_cond: NECB_Default :ecm_system_name: NECB_Default :enable_costing: true :epw_file: CAN_QC_Montreal-Trudeau.Intl.AP.716270_CWEC2016.epw :erv_package: NECB_Default :ext_floor_cond: NECB_Default :ext_roof_cond: NECB_Default :ext_wall_cond: NECB_Default :fdwr_set: NECB_Default :fixed_wind_solar_trans: NECB_Default :fixed_window_cond: NECB_Default :furnace_eff: NECB_Default :glass_door_cond: NECB_Default :glass_door_solar_trans: NECB_Default :ground_floor_cond: NECB_Default :ground_roof_cond: NECB_Default :ground_wall_cond: NECB_Default :lights_scale: NECB_Default :lights_type: NECB_Default :overhead_door_cond: NECB_Default :primary_heating_fuel: Electricity :pv_ground_azimuth_angle: NECB_Default :pv_ground_module_description: NECB_Default :pv_ground_tilt_angle: NECB_Default :pv_ground_total_area_pv_panels_m2: NECB_Default :pv_ground_type: NECB_Default :rotation_degrees: NECB_Default :run_annual_simulation: true :s3_bucket: '834599497928' :scale_x: NECB_Default :scale_y: NECB_Default :scale_z: NECB_Default :shw_eff: NECB_Default :skylight_cond: NECB_Default :skylight_solar_trans: NECB_Default :srr_set: NECB_Default :template: NECB2015 | 0 | TRUE | 672.9486 |  | https://s3.console.aws.amazon.com/s3/buckets/834599497928?region=ca-central-1&prefix=sara.gilani/baseline-2021-03-24/6a87033d-ede6-4783-acf8-880bd0e50e61/output/dc543967-d784-42a3-8237-16a1f5372956/ | 1.0.002 | 0 | 0 |  | 0 | 0 | tier_1 | 0
98 | 0 |  | NECB_Default | NECB_Default | NECB_Default | NECB_Default | NECB_Default | NECB_Default | NECB_Default | NECB_Default | PrimarySchool | NECB2015 | CAN_BC_Vancouver.Intl.AP.718920_CWEC2016.epw | NaturalGas | NECB_Default | NECB_Default | NECB_Default | NECB_Default | NECB_Default | NECB_Default | NECB_Default | NECB_Default | NECB_Default | NECB_Default | NECB_Default | NECB_Default | NECB_Default | NECB_Default | NECB_Default | NECB_Default | NECB_Default | NECB_Default | NECB_Default | NECB_Default | NECB_Default | NECB_Default | NECB_Default | NECB_Default | NECB_Default | NECB_Default | NECB_Default | aws_batch | 834599497928 | [5 empty] | baseline-2021-03-24 | 6a87033d-ede6-4783-acf8-880bd0e50e61 | TRUE | TRUE | c69d5ad0-45ff-4bbb-8ef3-6324acd2f5ca |  | 6871 | 9383 | 40 | PrimarySchool |  |  | 5 | PrimarySchool | 1 |  | 1 | NECB2015 | 0.3414 | 27484 | 197.7275 | 21.1546 | 60.2681 | 3.5169 | 465.875 | 183.2079 | VANCOUVER | BRITISH COLUMBIA | 0.91279 | 18.1602 | 0 | 19.073 | 9.1151 | 4.0741 | 0 | 13.1892 | 0 | 0.027546 | 0 | 0 | 0.32209 | 0.12039 | 0 | 0.27632 | 0.04265 | 0.1291 | 0.36022 | 0.0024029 | 0.68231 | 0.0839 | 46.4559 | 84.3829 | Natural Gas | 40 | 0.757 | [5 empty] | 0.227 | 0.315 | 2.4 | 2.4 | 5 | Vancouver Intl AP | CAN | 42 | 2797 | 49.195 | -123.184 | 4 | 2800 | BC | CAN_BC_Vancouver.Intl.AP.718920_CWEC2016.epw | 0 | 0 | 0 | 0 | 576.48 | 1805.4702 | 6.4358 | 0.0035646 | 2352.28 | 0.1 | 2021-03-24 15:09:38 +0000 | eef80c06 | 0.2.11 | :adv_dx_units: NECB_Default :analysis_id: 6a87033d-ede6-4783-acf8-880bd0e50e61 :analysis_name: baseline-2021-03-24 :boiler_eff: NECB_Default :btap_batch_version: 1.0.002 :building_type: PrimarySchool :compute_environment: aws_batch :datapoint_id: c69d5ad0-45ff-4bbb-8ef3-6324acd2f5ca :daylighting_type: NECB_Default :dcv_type: NECB_Default :door_construction_cond: NECB_Default :ecm_system_name: NECB_Default :enable_costing: true :epw_file: CAN_BC_Vancouver.Intl.AP.718920_CWEC2016.epw :erv_package: NECB_Default :ext_floor_cond: NECB_Default :ext_roof_cond: NECB_Default :ext_wall_cond: NECB_Default :fdwr_set: NECB_Default :fixed_wind_solar_trans: NECB_Default :fixed_window_cond: NECB_Default :furnace_eff: NECB_Default :glass_door_cond: NECB_Default :glass_door_solar_trans: NECB_Default :ground_floor_cond: NECB_Default :ground_roof_cond: NECB_Default :ground_wall_cond: NECB_Default :lights_scale: NECB_Default :lights_type: NECB_Default :overhead_door_cond: NECB_Default :primary_heating_fuel: NaturalGas :pv_ground_azimuth_angle: NECB_Default :pv_ground_module_description: NECB_Default :pv_ground_tilt_angle: NECB_Default :pv_ground_total_area_pv_panels_m2: NECB_Default :pv_ground_type: NECB_Default :rotation_degrees: NECB_Default :run_annual_simulation: true :s3_bucket: '834599497928' :scale_x: NECB_Default :scale_y: NECB_Default :scale_z: NECB_Default :shw_eff: NECB_Default :skylight_cond: NECB_Default :skylight_solar_trans: NECB_Default :srr_set: NECB_Default :template: NECB2015 | 0 | TRUE | 672.6042 |  | https://s3.console.aws.amazon.com/s3/buckets/834599497928?region=ca-central-1&prefix=sara.gilani/baseline-2021-03-24/6a87033d-ede6-4783-acf8-880bd0e50e61/output/c69d5ad0-45ff-4bbb-8ef3-6324acd2f5ca/ | 1.0.002 | 0 | 0 |  | 0 | 0 | tier_1 | 0
99 | 0 |  | NECB_Default | NECB_Default | NECB_Default | NECB_Default | NECB_Default | NECB_Default | NECB_Default | NECB_Default | PrimarySchool | NECB2015 | CAN_NS_Halifax.Dockyard.713280_CWEC2016.epw | NaturalGas | NECB_Default | NECB_Default | NECB_Default | NECB_Default | NECB_Default | NECB_Default | NECB_Default | NECB_Default | NECB_Default | NECB_Default | NECB_Default | NECB_Default | NECB_Default | NECB_Default | NECB_Default | NECB_Default | NECB_Default | NECB_Default | NECB_Default | NECB_Default | NECB_Default | NECB_Default | NECB_Default | NECB_Default | NECB_Default | NECB_Default | NECB_Default | aws_batch | 834599497928 | [5 empty] | baseline-2021-03-24 | 6a87033d-ede6-4783-acf8-880bd0e50e61 | TRUE | TRUE | 0eeb4d2c-2cb0-48e5-9e74-b629fdb4c56c |  | 6871 | 9383 | 40 | PrimarySchool |  |  | 5 | PrimarySchool | 1 |  | 1 | NECB2015 | 0.3414 | 27484 | 176.7047 | 22.8723 | 60.0205 | 3.459 | 442.9512 | 179.8947 | HALIFAX | NOVA SCOTIA | 65.0374 | 22.8349 | 0 | 87.8723 | 12.7551 | 5.7637 | 0 | 18.5188 | 0 | 0.030293 | 0 | 0 | 0.32072 | 0.11606 | 0 | 0.37118 | 0.04265 | 0.1291 | 0.4589 | 0.0026124 | 0.77962 | 0.087714 | 48.3311 | 123.8544 | Natural Gas | 40 | 0.757 | [5 empty] | 0.183 | 0.247 | 2.2 | 2.2 | 5 | Halifax Dockyard | CAN | 112 | 3647 | 44.655 | -63.577 | 6 | 4000 | NS | CAN_NS_Halifax.Dockyard.713280_CWEC2016.epw | 0 | 0 | 0 | 0 | 602.68 | 1805.4702 | 6.4358 | 0.0035646 | 2352.28 | 0.1 | 2021-03-24 15:09:17 +0000 | eef80c06 | 0.2.11 | :adv_dx_units: NECB_Default :analysis_id: 6a87033d-ede6-4783-acf8-880bd0e50e61 :analysis_name: baseline-2021-03-24 :boiler_eff: NECB_Default :btap_batch_version: 1.0.002 :building_type: PrimarySchool :compute_environment: aws_batch :datapoint_id: 0eeb4d2c-2cb0-48e5-9e74-b629fdb4c56c :daylighting_type: NECB_Default :dcv_type: NECB_Default :door_construction_cond: NECB_Default :ecm_system_name: NECB_Default :enable_costing: true :epw_file: CAN_NS_Halifax.Dockyard.713280_CWEC2016.epw :erv_package: NECB_Default :ext_floor_cond: NECB_Default :ext_roof_cond: NECB_Default :ext_wall_cond: NECB_Default :fdwr_set: NECB_Default :fixed_wind_solar_trans: NECB_Default :fixed_window_cond: NECB_Default :furnace_eff: NECB_Default :glass_door_cond: NECB_Default :glass_door_solar_trans: NECB_Default :ground_floor_cond: NECB_Default :ground_roof_cond: NECB_Default :ground_wall_cond: NECB_Default :lights_scale: NECB_Default :lights_type: NECB_Default :overhead_door_cond: NECB_Default :primary_heating_fuel: NaturalGas :pv_ground_azimuth_angle: NECB_Default :pv_ground_module_description: NECB_Default :pv_ground_tilt_angle: NECB_Default :pv_ground_total_area_pv_panels_m2: NECB_Default :pv_ground_type: NECB_Default :rotation_degrees: NECB_Default :run_annual_simulation: true :s3_bucket: '834599497928' :scale_x: NECB_Default :scale_y: NECB_Default :scale_z: NECB_Default :shw_eff: NECB_Default :skylight_cond: NECB_Default :skylight_solar_trans: NECB_Default :srr_set: NECB_Default :template: NECB2015 | 0 | TRUE | 673.3627 |  | https://s3.console.aws.amazon.com/s3/buckets/834599497928?region=ca-central-1&prefix=sara.gilani/baseline-2021-03-24/6a87033d-ede6-4783-acf8-880bd0e50e61/output/0eeb4d2c-2cb0-48e5-9e74-b629fdb4c56c/ | 1.0.002 | 0 | 0 |  | 0 | 0 | tier_1 | 0
100 | 0 |  | NECB_Default | NECB_Default | NECB_Default | NECB_Default | NECB_Default | NECB_Default | NECB_Default | NECB_Default | PrimarySchool | NECB2015 | CAN_AB_Edmonton.Intl.AP.711230_CWEC2016.epw | NaturalGas | NECB_Default | NECB_Default | NECB_Default | NECB_Default | NECB_Default | NECB_Default | NECB_Default | NECB_Default | NECB_Default | NECB_Default | NECB_Default | NECB_Default | NECB_Default | NECB_Default | NECB_Default | NECB_Default | NECB_Default | NECB_Default | NECB_Default | NECB_Default | NECB_Default | NECB_Default | NECB_Default | NECB_Default | NECB_Default | NECB_Default | NECB_Default | aws_batch | 834599497928 | [5 empty] | baseline-2021-03-24 | 6a87033d-ede6-4783-acf8-880bd0e50e61 | TRUE | TRUE | f05f0453-99ec-43be-925b-e6587798320a |  | 6871 | 9383 | 32.5 | PrimarySchool |  |  | 5 | PrimarySchool | 1 |  | 1 | NECB2015 | 0.3414 | 27484 | 207.1248 | 26.9069 | 67.2027 | 3.6412 | 504.1592 | 199.2837 | EDMONTON | ALBERTA | 71.1843 | 32.9702 | 0 | 104.1545 | 6.7468 | 2.3521 | 0 | 9.0989 | 0 | 0.027716 | 0 | 0 | 0.32436 | 0.12133 | 0 | 0.55614 | 0.04265 | 0.1291 | 0.65337 | 0.0035613 | 0.97773 | 0.097232 | 48.7431 | 147.3415 | Natural Gas | 32.5 | 0.757 | [5 empty] | 0.162 | 0.21 | 2.2 | 2.2 | 5 | Edmonton Intl AP | CAN | 23 | 5588 | 53.31 | -113.579 | 7a | 5120 | AB | CAN_AB_Edmonton.Intl.AP.711230_CWEC2016.epw | 0 | 0 | 0 | 0 | 668.08 | 1805.4702 | 6.4358 | 0.0035646 | 2352.28 | 0.1 | 2021-03-24 15:09:15 +0000 | eef80c06 | 0.2.11 | :adv_dx_units: NECB_Default :analysis_id: 6a87033d-ede6-4783-acf8-880bd0e50e61 :analysis_name: baseline-2021-03-24 :boiler_eff: NECB_Default :btap_batch_version: 1.0.002 :building_type: PrimarySchool :compute_environment: aws_batch :datapoint_id: f05f0453-99ec-43be-925b-e6587798320a :daylighting_type: NECB_Default :dcv_type: NECB_Default :door_construction_cond: NECB_Default :ecm_system_name: NECB_Default :enable_costing: true :epw_file: CAN_AB_Edmonton.Intl.AP.711230_CWEC2016.epw :erv_package: NECB_Default :ext_floor_cond: NECB_Default :ext_roof_cond: NECB_Default :ext_wall_cond: NECB_Default :fdwr_set: NECB_Default :fixed_wind_solar_trans: NECB_Default :fixed_window_cond: NECB_Default :furnace_eff: NECB_Default :glass_door_cond: NECB_Default :glass_door_solar_trans: NECB_Default :ground_floor_cond: NECB_Default :ground_roof_cond: NECB_Default :ground_wall_cond: NECB_Default :lights_scale: NECB_Default :lights_type: NECB_Default :overhead_door_cond: NECB_Default :primary_heating_fuel: NaturalGas :pv_ground_azimuth_angle: NECB_Default :pv_ground_module_description: NECB_Default :pv_ground_tilt_angle: NECB_Default :pv_ground_total_area_pv_panels_m2: NECB_Default :pv_ground_type: NECB_Default :rotation_degrees: NECB_Default :run_annual_simulation: true :s3_bucket: '834599497928' :scale_x: NECB_Default :scale_y: NECB_Default :scale_z: NECB_Default :shw_eff: NECB_Default :skylight_cond: NECB_Default :skylight_solar_trans: NECB_Default :srr_set: NECB_Default :template: NECB2015 | 0 | TRUE | 674.0935 |  | https://s3.console.aws.amazon.com/s3/buckets/834599497928?region=ca-central-1&prefix=sara.gilani/baseline-2021-03-24/6a87033d-ede6-4783-acf8-880bd0e50e61/output/f05f0453-99ec-43be-925b-e6587798320a/ | 1.0.002 | 0 | 0 |  | 0 | 0 | tier_1 | 0
101 | 0 |  | NECB_Default | NECB_Default | NECB_Default | NECB_Default | NECB_Default | NECB_Default | NECB_Default | NECB_Default | PrimarySchool | NECB2015 | CAN_QC_Montreal-Trudeau.Intl.AP.716270_CWEC2016.epw | NaturalGas | NECB_Default | NECB_Default | NECB_Default | NECB_Default | NECB_Default | NECB_Default | NECB_Default | NECB_Default | NECB_Default | NECB_Default | NECB_Default | NECB_Default | NECB_Default | NECB_Default | NECB_Default | NECB_Default | NECB_Default | NECB_Default | NECB_Default | NECB_Default | NECB_Default | NECB_Default | NECB_Default | NECB_Default | NECB_Default | NECB_Default | NECB_Default | aws_batch | 834599497928 | [5 empty] | baseline-2021-03-24 | 6a87033d-ede6-4783-acf8-880bd0e50e61 | TRUE | TRUE | 49e8d2c7-f0fd-4fda-836b-573640bf2fa8 |  | 6871 | 9383 | 37.3 | PrimarySchool |  |  | 5 | PrimarySchool | 1 |  | 1 | NECB2015 | 0.3414 | 27484 | 206.1024 | 27.501 | 62.0482 | 3.6184 | 498.6516 | 199.3816 | MONTREAL | QUEBEC | 0.13673 | 27.3105 | 0 | 27.4472 | 8.7084 | 7.1538 | 0 | 15.8621 | 0 | 0.060073 | 0 | 0 | 0.35185 | 0.11704 | 0 | 0.46397 | 0.04265 | 0.1291 | 0.55284 | 0.002985 | 0.90469 | 0.088874 | 58.6076 | 163.1404 | Natural Gas | 37.3 | 0.757 | [5 empty] | 0.183 | 0.247 | 2.2 | 2.2 | 5 | Montreal-Trudeau Intl AP | CAN | 323 | 4090 | 45.471 | -73.741 | 6 | 4400 | QC | CAN_QC_Montreal-Trudeau.Intl.AP.716270_CWEC2016.epw | 0 | 0 | 0 | 0 | 610.65 | 1805.4702 | 6.4358 | 0.0035646 | 2352.28 | 0.1 | 2021-03-24 15:09:36 +0000 | eef80c06 | 0.2.11 | :adv_dx_units: NECB_Default :analysis_id: 6a87033d-ede6-4783-acf8-880bd0e50e61 :analysis_name: baseline-2021-03-24 :boiler_eff: NECB_Default :btap_batch_version: 1.0.002 :building_type: PrimarySchool :compute_environment: aws_batch :datapoint_id: 49e8d2c7-f0fd-4fda-836b-573640bf2fa8 :daylighting_type: NECB_Default :dcv_type: NECB_Default :door_construction_cond: NECB_Default :ecm_system_name: NECB_Default :enable_costing: true :epw_file: CAN_QC_Montreal-Trudeau.Intl.AP.716270_CWEC2016.epw :erv_package: NECB_Default :ext_floor_cond: NECB_Default :ext_roof_cond: NECB_Default :ext_wall_cond: NECB_Default :fdwr_set: NECB_Default :fixed_wind_solar_trans: NECB_Default :fixed_window_cond: NECB_Default :furnace_eff: NECB_Default :glass_door_cond: NECB_Default :glass_door_solar_trans: NECB_Default :ground_floor_cond: NECB_Default :ground_roof_cond: NECB_Default :ground_wall_cond: NECB_Default :lights_scale: NECB_Default :lights_type: NECB_Default :overhead_door_cond: NECB_Default :primary_heating_fuel: NaturalGas :pv_ground_azimuth_angle: NECB_Default :pv_ground_module_description: NECB_Default :pv_ground_tilt_angle: NECB_Default :pv_ground_total_area_pv_panels_m2: NECB_Default :pv_ground_type: NECB_Default :rotation_degrees: NECB_Default :run_annual_simulation: true :s3_bucket: '834599497928' :scale_x: NECB_Default :scale_y: NECB_Default :scale_z: NECB_Default :shw_eff: NECB_Default :skylight_cond: NECB_Default :skylight_solar_trans: NECB_Default :srr_set: NECB_Default :template: NECB2015 | 0 | TRUE | 674.4671 |  | https://s3.console.aws.amazon.com/s3/buckets/834599497928?region=ca-central-1&prefix=sara.gilani/baseline-2021-03-24/6a87033d-ede6-4783-acf8-880bd0e50e61/output/49e8d2c7-f0fd-4fda-836b-573640bf2fa8/ | 1.0.002 | 0 | 0 |  | 0 | 0 | tier_1 | 0
102 | 0 |  | NECB_Default | NECB_Default | NECB_Default | NECB_Default | NECB_Default | NECB_Default | NECB_Default | NECB_Default | PrimarySchool | NECB2011 | CAN_YT_Whitehorse.Intl.AP.719640_CWEC2016.epw | NaturalGas | NECB_Default | NECB_Default | NECB_Default | NECB_Default | NECB_Default | NECB_Default | NECB_Default | NECB_Default | NECB_Default | NECB_Default | NECB_Default | NECB_Default | NECB_Default | NECB_Default | NECB_Default | NECB_Default | NECB_Default | NECB_Default | NECB_Default | NECB_Default | NECB_Default | NECB_Default | NECB_Default | NECB_Default | NECB_Default | NECB_Default | NECB_Default | aws_batch | 834599497928 | [5 empty] | baseline-2021-03-24 | 6a87033d-ede6-4783-acf8-880bd0e50e61 | TRUE | TRUE | 6f07af2e-cd29-4014-a46e-347950bf7fc3 |  | 6871 | 9383 | 22.8 | PrimarySchool |  |  | 5 | PrimarySchool | 1 |  | 1 | NECB2011 | 0.3414 | 27484 | 159.7167 | 23.6154 | 58.2357 | 3.3829 | 414.4991 | 169.5484 | WHITEHORSE | YUKON | 4.4963 | 37.3108 | 0 | 41.8071 | 10.2972 | 6.8008 | 0 | 17.098 | 0 | 0.0081749 | 0 | 0 | 0.28908 | 0.1035 | 0 | 0.64781 | 0.042586 | 0.13178 | 0.74981 | 0.0030447 | 1.0389 | 0.102 | 40.6126 | 169.1892 | Natural Gas | 22.8 | 0.757 | [5 empty] | 0.162 | 0.21 | 2.2 | 2.2 | 5 | Whitehorse Intl AP | CAN | 5 | 6491 | 60.709 | -135.069 | 7b | 6580 | YT | CAN_YT_Whitehorse.Intl.AP.719640_CWEC2016.epw | 0 | 0 | 0 | 0 | 700.84 | 1805.5007 | 6.4868 | 0.0035928 | 2370.94 | 0.1 | 2021-03-24 15:09:13 +0000 | eef80c06 | 0.2.11 | :adv_dx_units: NECB_Default :analysis_id: 6a87033d-ede6-4783-acf8-880bd0e50e61 :analysis_name: baseline-2021-03-24 :boiler_eff: NECB_Default :btap_batch_version: 1.0.002 :building_type: PrimarySchool :compute_environment: aws_batch :datapoint_id: 6f07af2e-cd29-4014-a46e-347950bf7fc3 :daylighting_type: NECB_Default :dcv_type: NECB_Default :door_construction_cond: NECB_Default :ecm_system_name: NECB_Default :enable_costing: true :epw_file: CAN_YT_Whitehorse.Intl.AP.719640_CWEC2016.epw :erv_package: NECB_Default :ext_floor_cond: NECB_Default :ext_roof_cond: NECB_Default :ext_wall_cond: NECB_Default :fdwr_set: NECB_Default :fixed_wind_solar_trans: NECB_Default :fixed_window_cond: NECB_Default :furnace_eff: NECB_Default :glass_door_cond: NECB_Default :glass_door_solar_trans: NECB_Default :ground_floor_cond: NECB_Default :ground_roof_cond: NECB_Default :ground_wall_cond: NECB_Default :lights_scale: NECB_Default :lights_type: NECB_Default :overhead_door_cond: NECB_Default :primary_heating_fuel: NaturalGas :pv_ground_azimuth_angle: NECB_Default :pv_ground_module_description: NECB_Default :pv_ground_tilt_angle: NECB_Default :pv_ground_total_area_pv_panels_m2: NECB_Default :pv_ground_type: NECB_Default :rotation_degrees: NECB_Default :run_annual_simulation: true :s3_bucket: '834599497928' :scale_x: NECB_Default :scale_y: NECB_Default :scale_z: NECB_Default :shw_eff: NECB_Default :skylight_cond: NECB_Default :skylight_solar_trans: NECB_Default :srr_set: NECB_Default :template: NECB2011 | 0 | TRUE | 674.5701 |  | https://s3.console.aws.amazon.com/s3/buckets/834599497928?region=ca-central-1&prefix=sara.gilani/baseline-2021-03-24/6a87033d-ede6-4783-acf8-880bd0e50e61/output/6f07af2e-cd29-4014-a46e-347950bf7fc3/ | 1.0.002 | 0 | 0 |  | 0 | 0 | tier_1 | 0
103 | 0 |  | NECB_Default | NECB_Default | NECB_Default | NECB_Default | NECB_Default | NECB_Default | NECB_Default | NECB_Default | PrimarySchool | NECB2017 | CAN_QC_Montreal-Trudeau.Intl.AP.716270_CWEC2016.epw | Electricity | NECB_Default | NECB_Default | NECB_Default | NECB_Default | NECB_Default | NECB_Default | NECB_Default | NECB_Default | NECB_Default | NECB_Default | NECB_Default | NECB_Default | NECB_Default | NECB_Default | NECB_Default | NECB_Default | NECB_Default | NECB_Default | NECB_Default | NECB_Default | NECB_Default | NECB_Default | NECB_Default | NECB_Default | NECB_Default | NECB_Default | NECB_Default | aws_batch | 834599497928 | [5 empty] | baseline-2021-03-24 | 6a87033d-ede6-4783-acf8-880bd0e50e61 | TRUE | TRUE | aef3b72a-a7e9-4623-b767-ac2286eade76 |  | 6871 | 9383 | 37.3 | PrimarySchool |  |  | 2 | PrimarySchool | 1 |  | 1 | NECB2017 | 0.3414 | 27484 | 212.8007 | 10.6058 | 62.0482 | 9.3098 | 517.4474 | 222.6828 | MONTREAL | QUEBEC | 0.21786 | 0 | 0 | 0.21786 | 13.8756 | 0 | 0 | 13.8756 | 0 | 0.04478 | 0 | 0 | 0.56063 | 0.091314 | 0.012425 | 0.19488 | 0.04265 | 0.10469 | 0 | 0.00030272 | 0.56063 | 0.069592 | 138.903 | 0 | Electricity | 37.3 | 0.757 | [5 empty] | 0.156 | 0.247 | 1.9 | 1.9 | 2 | Montreal-Trudeau Intl AP | CAN | 323 | 4090 | 45.471 | -73.741 | 6 | 4400 | QC | CAN_QC_Montreal-Trudeau.Intl.AP.716270_CWEC2016.epw | 0 | 1.3083 | 0.00072461 | 478.17 | 0 | 1805.4702 | 6.4358 | 0.0035646 | 2352.28 | 0.1 | 2021-03-24 15:09:36 +0000 | eef80c06 | 0.2.11 | :adv_dx_units: NECB_Default :analysis_id: 6a87033d-ede6-4783-acf8-880bd0e50e61 :analysis_name: baseline-2021-03-24 :boiler_eff: NECB_Default :btap_batch_version: 1.0.002 :building_type: PrimarySchool :compute_environment: aws_batch :datapoint_id: aef3b72a-a7e9-4623-b767-ac2286eade76 :daylighting_type: NECB_Default :dcv_type: NECB_Default :door_construction_cond: NECB_Default :ecm_system_name: NECB_Default :enable_costing: true :epw_file: CAN_QC_Montreal-Trudeau.Intl.AP.716270_CWEC2016.epw :erv_package: NECB_Default :ext_floor_cond: NECB_Default :ext_roof_cond: NECB_Default :ext_wall_cond: NECB_Default :fdwr_set: NECB_Default :fixed_wind_solar_trans: NECB_Default :fixed_window_cond: NECB_Default :furnace_eff: NECB_Default :glass_door_cond: NECB_Default :glass_door_solar_trans: NECB_Default :ground_floor_cond: NECB_Default :ground_roof_cond: NECB_Default :ground_wall_cond: NECB_Default :lights_scale: NECB_Default :lights_type: NECB_Default :overhead_door_cond: NECB_Default :primary_heating_fuel: Electricity :pv_ground_azimuth_angle: NECB_Default :pv_ground_module_description: NECB_Default :pv_ground_tilt_angle: NECB_Default :pv_ground_total_area_pv_panels_m2: NECB_Default :pv_ground_type: NECB_Default :rotation_degrees: NECB_Default :run_annual_simulation: true :s3_bucket: '834599497928' :scale_x: NECB_Default :scale_y: NECB_Default :scale_z: NECB_Default :shw_eff: NECB_Default :skylight_cond: NECB_Default :skylight_solar_trans: NECB_Default :srr_set: NECB_Default :template: NECB2017 | 0 | TRUE | 673.6916 |  | https://s3.console.aws.amazon.com/s3/buckets/834599497928?region=ca-central-1&prefix=sara.gilani/baseline-2021-03-24/6a87033d-ede6-4783-acf8-880bd0e50e61/output/aef3b72a-a7e9-4623-b767-ac2286eade76/ | 1.0.002 | 0 | 0 |  | 0 | 0 | tier_1 | 0
104 | 0 |  | NECB_Default | NECB_Default | NECB_Default | NECB_Default | NECB_Default | NECB_Default | NECB_Default | NECB_Default | PrimarySchool | NECB2015 | CAN_YT_Whitehorse.Intl.AP.719640_CWEC2016.epw | NaturalGas | NECB_Default | NECB_Default | NECB_Default | NECB_Default | NECB_Default | NECB_Default | NECB_Default | NECB_Default | NECB_Default | NECB_Default | NECB_Default | NECB_Default | NECB_Default | NECB_Default | NECB_Default | NECB_Default | NECB_Default | NECB_Default | NECB_Default | NECB_Default | NECB_Default | NECB_Default | NECB_Default | NECB_Default | NECB_Default | NECB_Default | NECB_Default | aws_batch | 834599497928 | [5 empty] | baseline-2021-03-24 | 6a87033d-ede6-4783-acf8-880bd0e50e61 | TRUE | TRUE | 84a1a5a8-ed92-429c-a15b-38732d0a8db8 |  | 6871 | 9383 | 22.8 | PrimarySchool |  |  | 5 | PrimarySchool | 1 |  | 1 | NECB2015 | 0.3414 | 27484 | 159.7167 | 24.0686 | 59.5635 | 3.3829 | 417.9821 | 171.2505 | WHITEHORSE | YUKON | 4.4814 | 38.4955 | 0 | 42.977 | 10.2631 | 7.0167 | 0 | 17.2798 | 0 | 0.0084267 | 0 | 0 | 0.28813 | 0.10449 | 0 | 0.6724 | 0.04265 | 0.1291 | 0.77362 | 0.0034522 | 1.0617 | 0.10122 | 41.7451 | 176.2298 | Natural Gas | 22.8 | 0.757 | [5 empty] | 0.162 | 0.21 | 2.2 | 2.2 | 5 | Whitehorse Intl AP | CAN | 5 | 6491 | 60.709 | -135.069 | 7b | 6580 | YT | CAN_YT_Whitehorse.Intl.AP.719640_CWEC2016.epw | 0 | 0 | 0 | 0 | 695.5 | 1805.4702 | 6.4358 | 0.0035646 | 2352.28 | 0.1 | 2021-03-24 15:09:42 +0000 | eef80c06 | 0.2.11 | :adv_dx_units: NECB_Default :analysis_id: 6a87033d-ede6-4783-acf8-880bd0e50e61 :analysis_name: baseline-2021-03-24 :boiler_eff: NECB_Default :btap_batch_version: 1.0.002 :building_type: PrimarySchool :compute_environment: aws_batch :datapoint_id: 84a1a5a8-ed92-429c-a15b-38732d0a8db8 :daylighting_type: NECB_Default :dcv_type: NECB_Default :door_construction_cond: NECB_Default :ecm_system_name: NECB_Default :enable_costing: true :epw_file: CAN_YT_Whitehorse.Intl.AP.719640_CWEC2016.epw :erv_package: NECB_Default :ext_floor_cond: NECB_Default :ext_roof_cond: NECB_Default :ext_wall_cond: NECB_Default :fdwr_set: NECB_Default :fixed_wind_solar_trans: NECB_Default :fixed_window_cond: NECB_Default :furnace_eff: NECB_Default :glass_door_cond: NECB_Default :glass_door_solar_trans: NECB_Default :ground_floor_cond: NECB_Default :ground_roof_cond: NECB_Default :ground_wall_cond: NECB_Default :lights_scale: NECB_Default :lights_type: NECB_Default :overhead_door_cond: NECB_Default :primary_heating_fuel: NaturalGas :pv_ground_azimuth_angle: NECB_Default :pv_ground_module_description: NECB_Default :pv_ground_tilt_angle: NECB_Default :pv_ground_total_area_pv_panels_m2: NECB_Default :pv_ground_type: NECB_Default :rotation_degrees: NECB_Default :run_annual_simulation: true :s3_bucket: '834599497928' :scale_x: NECB_Default :scale_y: NECB_Default :scale_z: NECB_Default :shw_eff: NECB_Default :skylight_cond: NECB_Default :skylight_solar_trans: NECB_Default :srr_set: NECB_Default :template: NECB2015 | 0 | TRUE | 674.3371 |  | https://s3.console.aws.amazon.com/s3/buckets/834599497928?region=ca-central-1&prefix=sara.gilani/baseline-2021-03-24/6a87033d-ede6-4783-acf8-880bd0e50e61/output/84a1a5a8-ed92-429c-a15b-38732d0a8db8/ | 1.0.002 | 0 | 0 |  | 0 | 0 | tier_1 | 0
105 | 0 |  | NECB_Default | NECB_Default | NECB_Default | NECB_Default | NECB_Default | NECB_Default | NECB_Default | NECB_Default | PrimarySchool | NECB2017 | CAN_NS_Halifax.Dockyard.713280_CWEC2016.epw | NaturalGas | NECB_Default | NECB_Default | NECB_Default | NECB_Default | NECB_Default | NECB_Default | NECB_Default | NECB_Default | NECB_Default | NECB_Default | NECB_Default | NECB_Default | NECB_Default | NECB_Default | NECB_Default | NECB_Default | NECB_Default | NECB_Default | NECB_Default | NECB_Default | NECB_Default | NECB_Default | NECB_Default | NECB_Default | NECB_Default | NECB_Default | NECB_Default | aws_batch | 834599497928 | [5 empty] | baseline-2021-03-24 | 6a87033d-ede6-4783-acf8-880bd0e50e61 | TRUE | TRUE | f74d751f-66f9-4733-b4d4-7db0b4f95aa9 |  | 6871 | 9383 | 40 | PrimarySchool |  |  | 2 | PrimarySchool | 1 |  | 1 | NECB2017 | 0.3414 | 27484 | 183.0787 | 20.5259 | 60.0205 | 3.459 | 447.3467 | 180.2626 | HALIFAX | NOVA SCOTIA | 56.4612 | 14.5665 | 0 | 71.0277 | 11.0731 | 3.6767 | 0 | 14.7498 | 0 | 0.02428 | 0 | 0 | 0.27843 | 0.093423 | 0.011157 | 0.20498 | 0.04265 | 0.10469 | 0.29273 | 0.0022297 | 0.57116 | 0.087749 | 40.083 | 68.8882 | Natural Gas | 40 | 0.757 | [5 empty] | 0.156 | 0.247 | 1.9 | 1.9 | 2 | Halifax Dockyard | CAN | 112 | 3647 | 44.655 | -63.577 | 6 | 4000 | NS | CAN_NS_Halifax.Dockyard.713280_CWEC2016.epw | 0 | 0 | 0 | 0 | 602.92 | 1805.4702 | 6.4358 | 0.0035646 | 2352.28 | 0.1 | 2021-03-24 15:09:50 +0000 | eef80c06 | 0.2.11 | :adv_dx_units: NECB_Default :analysis_id: 6a87033d-ede6-4783-acf8-880bd0e50e61 :analysis_name: baseline-2021-03-24 :boiler_eff: NECB_Default :btap_batch_version: 1.0.002 :building_type: PrimarySchool :compute_environment: aws_batch :datapoint_id: f74d751f-66f9-4733-b4d4-7db0b4f95aa9 :daylighting_type: NECB_Default :dcv_type: NECB_Default :door_construction_cond: NECB_Default :ecm_system_name: NECB_Default :enable_costing: true :epw_file: CAN_NS_Halifax.Dockyard.713280_CWEC2016.epw :erv_package: NECB_Default :ext_floor_cond: NECB_Default :ext_roof_cond: NECB_Default :ext_wall_cond: NECB_Default :fdwr_set: NECB_Default :fixed_wind_solar_trans: NECB_Default :fixed_window_cond: NECB_Default :furnace_eff: NECB_Default :glass_door_cond: NECB_Default :glass_door_solar_trans: NECB_Default :ground_floor_cond: NECB_Default :ground_roof_cond: NECB_Default :ground_wall_cond: NECB_Default :lights_scale: NECB_Default :lights_type: NECB_Default :overhead_door_cond: NECB_Default :primary_heating_fuel: NaturalGas :pv_ground_azimuth_angle: NECB_Default :pv_ground_module_description: NECB_Default :pv_ground_tilt_angle: NECB_Default :pv_ground_total_area_pv_panels_m2: NECB_Default :pv_ground_type: NECB_Default :rotation_degrees: NECB_Default :run_annual_simulation: true :s3_bucket: '834599497928' :scale_x: NECB_Default :scale_y: NECB_Default :scale_z: NECB_Default :shw_eff: NECB_Default :skylight_cond: NECB_Default :skylight_solar_trans: NECB_Default :srr_set: NECB_Default :template: NECB2017 | 0 | TRUE | 674.3341 |  | https://s3.console.aws.amazon.com/s3/buckets/834599497928?region=ca-central-1&prefix=sara.gilani/baseline-2021-03-24/6a87033d-ede6-4783-acf8-880bd0e50e61/output/f74d751f-66f9-4733-b4d4-7db0b4f95aa9/ | 1.0.002 | 0 | 0 |  | 0 | 0 | tier_1 | 0
106 | 0 |  | NECB_Default | NECB_Default | NECB_Default | NECB_Default | NECB_Default | NECB_Default | NECB_Default | NECB_Default | PrimarySchool | NECB2017 | CAN_QC_Montreal-Trudeau.Intl.AP.716270_CWEC2016.epw | NaturalGas | NECB_Default | NECB_Default | NECB_Default | NECB_Default | NECB_Default | NECB_Default | NECB_Default | NECB_Default | NECB_Default | NECB_Default | NECB_Default | NECB_Default | NECB_Default | NECB_Default | NECB_Default | NECB_Default | NECB_Default | NECB_Default | NECB_Default | NECB_Default | NECB_Default | NECB_Default | NECB_Default | NECB_Default | NECB_Default | NECB_Default | NECB_Default | aws_batch | 834599497928 | [5 empty] | baseline-2021-03-24 | 6a87033d-ede6-4783-acf8-880bd0e50e61 | TRUE | TRUE | 186d019f-c562-4e32-9f2c-5e3bc74be739 |  | 6871 | 9383 | 37.3 | PrimarySchool |  |  | 2 | PrimarySchool | 1 |  | 1 | NECB2017 | 0.3414 | 27484 | 212.8007 | 25.4006 | 62.0482 | 3.6184 | 496.9465 | 193.0785 | MONTREAL | QUEBEC | 0.11647 | 17.621 | 0 | 17.7375 | 7.4176 | 4.6157 | 0 | 12.0333 | 0 | 0.045611 | 0 | 0 | 0.2997 | 0.091757 | 0.012412 | 0.26781 | 0.04265 | 0.10469 | 0.3567 | 0.0025833 | 0.6564 | 0.088891 | 47.7287 | 158.8051 | Natural Gas | 37.3 | 0.757 | [5 empty] | 0.156 | 0.247 | 1.9 | 1.9 | 2 | Montreal-Trudeau Intl AP | CAN | 323 | 4090 | 45.471 | -73.741 | 6 | 4400 | QC | CAN_QC_Montreal-Trudeau.Intl.AP.716270_CWEC2016.epw | 0 | 0 | 0 | 0 | 610.77 | 1805.4702 | 6.4358 | 0.0035646 | 2352.28 | 0.1 | 2021-03-24 15:09:29 +0000 | eef80c06 | 0.2.11 | :adv_dx_units: NECB_Default :analysis_id: 6a87033d-ede6-4783-acf8-880bd0e50e61 :analysis_name: baseline-2021-03-24 :boiler_eff: NECB_Default :btap_batch_version: 1.0.002 :building_type: PrimarySchool :compute_environment: aws_batch :datapoint_id: 186d019f-c562-4e32-9f2c-5e3bc74be739 :daylighting_type: NECB_Default :dcv_type: NECB_Default :door_construction_cond: NECB_Default :ecm_system_name: NECB_Default :enable_costing: true :epw_file: CAN_QC_Montreal-Trudeau.Intl.AP.716270_CWEC2016.epw :erv_package: NECB_Default :ext_floor_cond: NECB_Default :ext_roof_cond: NECB_Default :ext_wall_cond: NECB_Default :fdwr_set: NECB_Default :fixed_wind_solar_trans: NECB_Default :fixed_window_cond: NECB_Default :furnace_eff: NECB_Default :glass_door_cond: NECB_Default :glass_door_solar_trans: NECB_Default :ground_floor_cond: NECB_Default :ground_roof_cond: NECB_Default :ground_wall_cond: NECB_Default :lights_scale: NECB_Default :lights_type: NECB_Default :overhead_door_cond: NECB_Default :primary_heating_fuel: NaturalGas :pv_ground_azimuth_angle: NECB_Default :pv_ground_module_description: NECB_Default :pv_ground_tilt_angle: NECB_Default :pv_ground_total_area_pv_panels_m2: NECB_Default :pv_ground_type: NECB_Default :rotation_degrees: NECB_Default :run_annual_simulation: true :s3_bucket: '834599497928' :scale_x: NECB_Default :scale_y: NECB_Default :scale_z: NECB_Default :shw_eff: NECB_Default :skylight_cond: NECB_Default :skylight_solar_trans: NECB_Default :srr_set: NECB_Default :template: NECB2017 | 0 | TRUE | 674.4746 |  | https://s3.console.aws.amazon.com/s3/buckets/834599497928?region=ca-central-1&prefix=sara.gilani/baseline-2021-03-24/6a87033d-ede6-4783-acf8-880bd0e50e61/output/186d019f-c562-4e32-9f2c-5e3bc74be739/ | 1.0.002 | 0 | 0 |  | 0 | 0 | tier_1 | 0
107 | 0 |  | NECB_Default | NECB_Default | NECB_Default | NECB_Default | NECB_Default | NECB_Default | NECB_Default | NECB_Default | PrimarySchool | NECB2015 | CAN_ON_Toronto.Pearson.Intl.AP.716240_CWEC2016.epw | NaturalGas | NECB_Default | NECB_Default | NECB_Default | NECB_Default | NECB_Default | NECB_Default | NECB_Default | NECB_Default | NECB_Default | NECB_Default | NECB_Default | NECB_Default | NECB_Default | NECB_Default | NECB_Default | NECB_Default | NECB_Default | NECB_Default | NECB_Default | NECB_Default | NECB_Default | NECB_Default | NECB_Default | NECB_Default | NECB_Default | NECB_Default | NECB_Default | aws_batch | 834599497928 | [5 empty] | baseline-2021-03-24 | 6a87033d-ede6-4783-acf8-880bd0e50e61 | TRUE | TRUE | 87091cbb-7421-437a-a63c-ffb9069a4e52 |  | 6871 | 9383 | 40 | PrimarySchool |  |  | 5 | PrimarySchool | 1 |  | 1 | NECB2015 | 0.3414 | 27484 | 219.9287 | 27.3542 | 66.698 | 3.6866 | 523.8019 | 206.1343 | TORONTO | ONTARIO | 2.0213 | 23.4294 | 0 | 25.4507 | 16.1947 | 4.1341 | 0 | 20.3288 | 0 | 0.067126 | 0 | 0 | 0.36393 | 0.12222 | 0 | 0.38782 | 0.04265 | 0.1291 | 0.4741 | 0.0028322 | 0.83802 | 0.086273 | 61.4208 | 149.3584 | Natural Gas | 40 | 0.757 | [5 empty] | 0.183 | 0.278 | 2.2 | 2.2 | 5 | Toronto Pearson Intl AP | CAN | 382 | 3615 | 43.677 | -79.631 | 5 | 3890 | ON | CAN_ON_Toronto.Pearson.Intl.AP.716240_CWEC2016.epw | 0 | 0 | 0 | 0 | 592.78 | 1805.4702 | 6.4358 | 0.0035646 | 2352.28 | 0.1 | 2021-03-24 15:09:46 +0000 | eef80c06 | 0.2.11 | :adv_dx_units: NECB_Default :analysis_id: 6a87033d-ede6-4783-acf8-880bd0e50e61 :analysis_name: baseline-2021-03-24 :boiler_eff: NECB_Default :btap_batch_version: 1.0.002 :building_type: PrimarySchool :compute_environment: aws_batch :datapoint_id: 87091cbb-7421-437a-a63c-ffb9069a4e52 :daylighting_type: NECB_Default :dcv_type: NECB_Default :door_construction_cond: NECB_Default :ecm_system_name: NECB_Default :enable_costing: true :epw_file: CAN_ON_Toronto.Pearson.Intl.AP.716240_CWEC2016.epw :erv_package: NECB_Default :ext_floor_cond: NECB_Default :ext_roof_cond: NECB_Default :ext_wall_cond: NECB_Default :fdwr_set: NECB_Default :fixed_wind_solar_trans: NECB_Default :fixed_window_cond: NECB_Default :furnace_eff: NECB_Default :glass_door_cond: NECB_Default :glass_door_solar_trans: NECB_Default :ground_floor_cond: NECB_Default :ground_roof_cond: NECB_Default :ground_wall_cond: NECB_Default :lights_scale: NECB_Default :lights_type: NECB_Default :overhead_door_cond: NECB_Default :primary_heating_fuel: NaturalGas :pv_ground_azimuth_angle: NECB_Default :pv_ground_module_description: NECB_Default :pv_ground_tilt_angle: NECB_Default :pv_ground_total_area_pv_panels_m2: NECB_Default :pv_ground_type: NECB_Default :rotation_degrees: NECB_Default :run_annual_simulation: true :s3_bucket: '834599497928' :scale_x: NECB_Default :scale_y: NECB_Default :scale_z: NECB_Default :shw_eff: NECB_Default :skylight_cond: NECB_Default :skylight_solar_trans: NECB_Default :srr_set: NECB_Default :template: NECB2015 | 0 | TRUE | 674.9688 |  | https://s3.console.aws.amazon.com/s3/buckets/834599497928?region=ca-central-1&prefix=sara.gilani/baseline-2021-03-24/6a87033d-ede6-4783-acf8-880bd0e50e61/output/87091cbb-7421-437a-a63c-ffb9069a4e52/ | 1.0.002 | 0 | 0 |  | 0 | 0 | tier_1 | 0
108 | 0 |  | NECB_Default | NECB_Default | NECB_Default | NECB_Default | NECB_Default | NECB_Default | NECB_Default | NECB_Default | PrimarySchool | NECB2017 | CAN_AB_Edmonton.Intl.AP.711230_CWEC2016.epw | NaturalGas | NECB_Default | NECB_Default | NECB_Default | NECB_Default | NECB_Default | NECB_Default | NECB_Default | NECB_Default | NECB_Default | NECB_Default | NECB_Default | NECB_Default | NECB_Default | NECB_Default | NECB_Default | NECB_Default | NECB_Default | NECB_Default | NECB_Default | NECB_Default | NECB_Default | NECB_Default | NECB_Default | NECB_Default | NECB_Default | NECB_Default | NECB_Default | aws_batch | 834599497928 | [5 empty] | baseline-2021-03-24 | 6a87033d-ede6-4783-acf8-880bd0e50e61 | TRUE | TRUE | 4331eade-32ea-4c9e-b5b1-0ce08cb18646 |  | 6871 | 9383 | 32.5 | PrimarySchool |  |  | 2 | PrimarySchool | 1 |  | 1 | NECB2017 | 0.3414 | 27484 | 212.0008 | 24.6682 | 67.2027 | 3.6412 | 497.6261 | 190.1132 | EDMONTON | ALBERTA | 61.1572 | 20.5336 | 0 | 81.6907 | 5.7964 | 1.4649 | 0 | 7.2613 | 0 | 0.021837 | 0 | 0 | 0.27867 | 0.094734 | 0.01179 | 0.30965 | 0.04265 | 0.10469 | 0.40691 | 0.0029748 | 0.68559 | 0.097259 | 40.0192 | 141.8282 | Natural Gas | 32.5 | 0.757 | [5 empty] | 0.138 | 0.21 | 1.9 | 1.9 | 2 | Edmonton Intl AP | CAN | 23 | 5588 | 53.31 | -113.579 | 7a | 5120 | AB | CAN_AB_Edmonton.Intl.AP.711230_CWEC2016.epw | 0 | 0 | 0 | 0 | 668.27 | 1805.4702 | 6.4358 | 0.0035646 | 2352.28 | 0.1 | 2021-03-24 15:09:32 +0000 | eef80c06 | 0.2.11 | :adv_dx_units: NECB_Default :analysis_id: 6a87033d-ede6-4783-acf8-880bd0e50e61 :analysis_name: baseline-2021-03-24 :boiler_eff: NECB_Default :btap_batch_version: 1.0.002 :building_type: PrimarySchool :compute_environment: aws_batch :datapoint_id: 4331eade-32ea-4c9e-b5b1-0ce08cb18646 :daylighting_type: NECB_Default :dcv_type: NECB_Default :door_construction_cond: NECB_Default :ecm_system_name: NECB_Default :enable_costing: true :epw_file: CAN_AB_Edmonton.Intl.AP.711230_CWEC2016.epw :erv_package: NECB_Default :ext_floor_cond: NECB_Default :ext_roof_cond: NECB_Default :ext_wall_cond: NECB_Default :fdwr_set: NECB_Default :fixed_wind_solar_trans: NECB_Default :fixed_window_cond: NECB_Default :furnace_eff: NECB_Default :glass_door_cond: NECB_Default :glass_door_solar_trans: NECB_Default :ground_floor_cond: NECB_Default :ground_roof_cond: NECB_Default :ground_wall_cond: NECB_Default :lights_scale: NECB_Default :lights_type: NECB_Default :overhead_door_cond: NECB_Default :primary_heating_fuel: NaturalGas :pv_ground_azimuth_angle: NECB_Default :pv_ground_module_description: NECB_Default :pv_ground_tilt_angle: NECB_Default :pv_ground_total_area_pv_panels_m2: NECB_Default :pv_ground_type: NECB_Default :rotation_degrees: NECB_Default :run_annual_simulation: true :s3_bucket: '834599497928' :scale_x: NECB_Default :scale_y: NECB_Default :scale_z: NECB_Default :shw_eff: NECB_Default :skylight_cond: NECB_Default :skylight_solar_trans: NECB_Default :srr_set: NECB_Default :template: NECB2017 | 0 | TRUE | 674.9365 |  | https://s3.console.aws.amazon.com/s3/buckets/834599497928?region=ca-central-1&prefix=sara.gilani/baseline-2021-03-24/6a87033d-ede6-4783-acf8-880bd0e50e61/output/4331eade-32ea-4c9e-b5b1-0ce08cb18646/ | 1.0.002 | 0 | 0 |  | 0 | 0 | tier_1 | 0
109 | 0 |  | NECB_Default | NECB_Default | NECB_Default | NECB_Default | NECB_Default | NECB_Default | NECB_Default | NECB_Default | PrimarySchool | NECB2017 | CAN_BC_Vancouver.Intl.AP.718920_CWEC2016.epw | Electricity | NECB_Default | NECB_Default | NECB_Default | NECB_Default | NECB_Default | NECB_Default | NECB_Default | NECB_Default | NECB_Default | NECB_Default | NECB_Default | NECB_Default | NECB_Default | NECB_Default | NECB_Default | NECB_Default | NECB_Default | NECB_Default | NECB_Default | NECB_Default | NECB_Default | NECB_Default | NECB_Default | NECB_Default | NECB_Default | NECB_Default | NECB_Default | aws_batch | 834599497928 | [5 empty] | baseline-2021-03-24 | 6a87033d-ede6-4783-acf8-880bd0e50e61 | TRUE | TRUE | 8112c990-962f-4241-8561-debf65806598 |  | 6871 | 9383 | 40 | PrimarySchool |  |  | 2 | PrimarySchool | 1 |  | 1 | NECB2017 | 0.3414 | 27484 | 198.5557 | 7.7701 | 60.2681 | 9.2723 | 474.7055 | 198.8394 | VANCOUVER | BRITISH COLUMBIA | 1.3366 | 0 | 0 | 1.3366 | 13.3475 | 0 | 0 | 13.3475 | 0 | 0.022451 | 0 | 0 | 0.47164 | 0.095111 | 0.0070383 | 0.13387 | 0.04265 | 0.10469 | 0 | 0.00030272 | 0.47164 | 0.065533 | 55.6941 | 0 | Electricity | 40 | 0.757 | [5 empty] | 0.193 | 0.315 | 2.1 | 2.1 | 2 | Vancouver Intl AP | CAN | 42 | 2797 | 49.195 | -123.184 | 4 | 2800 | BC | CAN_BC_Vancouver.Intl.AP.718920_CWEC2016.epw | 0 | 1.232 | 0.00068235 | 450.28 | 0 | 1805.4702 | 6.4358 | 0.0035646 | 2352.28 | 0.1 | 2021-03-24 15:09:18 +0000 | eef80c06 | 0.2.11 | :adv_dx_units: NECB_Default :analysis_id: 6a87033d-ede6-4783-acf8-880bd0e50e61 :analysis_name: baseline-2021-03-24 :boiler_eff: NECB_Default :btap_batch_version: 1.0.002 :building_type: PrimarySchool :compute_environment: aws_batch :datapoint_id: 8112c990-962f-4241-8561-debf65806598 :daylighting_type: NECB_Default :dcv_type: NECB_Default :door_construction_cond: NECB_Default :ecm_system_name: NECB_Default :enable_costing: true :epw_file: CAN_BC_Vancouver.Intl.AP.718920_CWEC2016.epw :erv_package: NECB_Default :ext_floor_cond: NECB_Default :ext_roof_cond: NECB_Default :ext_wall_cond: NECB_Default :fdwr_set: NECB_Default :fixed_wind_solar_trans: NECB_Default :fixed_window_cond: NECB_Default :furnace_eff: NECB_Default :glass_door_cond: NECB_Default :glass_door_solar_trans: NECB_Default :ground_floor_cond: NECB_Default :ground_roof_cond: NECB_Default :ground_wall_cond: NECB_Default :lights_scale: NECB_Default :lights_type: NECB_Default :overhead_door_cond: NECB_Default :primary_heating_fuel: Electricity :pv_ground_azimuth_angle: NECB_Default :pv_ground_module_description: NECB_Default :pv_ground_tilt_angle: NECB_Default :pv_ground_total_area_pv_panels_m2: NECB_Default :pv_ground_type: NECB_Default :rotation_degrees: NECB_Default :run_annual_simulation: true :s3_bucket: '834599497928' :scale_x: NECB_Default :scale_y: NECB_Default :scale_z: NECB_Default :shw_eff: NECB_Default :skylight_cond: NECB_Default :skylight_solar_trans: NECB_Default :srr_set: NECB_Default :template: NECB2017 | 0 | TRUE | 674.9873 |  | https://s3.console.aws.amazon.com/s3/buckets/834599497928?region=ca-central-1&prefix=sara.gilani/baseline-2021-03-24/6a87033d-ede6-4783-acf8-880bd0e50e61/output/8112c990-962f-4241-8561-debf65806598/ | 1.0.002 | 0 | 0 |  | 0 | 0 | tier_1 | 0
110 | 0 |  | NECB_Default | NECB_Default | NECB_Default | NECB_Default | NECB_Default | NECB_Default | NECB_Default | NECB_Default | PrimarySchool | NECB2015 | CAN_AB_Calgary.Intl.AP.718770_CWEC2016.epw | NaturalGas | NECB_Default | NECB_Default | NECB_Default | NECB_Default | NECB_Default | NECB_Default | NECB_Default | NECB_Default | NECB_Default | NECB_Default | NECB_Default | NECB_Default | NECB_Default | NECB_Default | NECB_Default | NECB_Default | NECB_Default | NECB_Default | NECB_Default | NECB_Default | NECB_Default | NECB_Default | NECB_Default | NECB_Default | NECB_Default | NECB_Default | NECB_Default | aws_batch | 834599497928 | [5 empty] | baseline-2021-03-24 | 6a87033d-ede6-4783-acf8-880bd0e50e61 | TRUE | TRUE | 25eb3ac9-ea83-49e3-8b48-562687bb6c70 |  | 6871 | 9383 | 33.3 | PrimarySchool |  |  | 5 | PrimarySchool | 1 |  | 1 | NECB2015 | 0.3414 | 27484 | 206.9907 | 26.5404 | 66.3667 | 3.6397 | 511.4749 | 207.9374 | CALGARY | ALBERTA | 73.9072 | 25.9982 | 0 | 99.9054 | 7.0049 | 1.8547 | 0 | 8.8596 | 0 | 0.032032 | 0 | 0 | 0.33677 | 0.12967 | 0 | 0.42182 | 0.04265 | 0.1291 | 0.51521 | 0.0033197 | 0.85198 | 0.093388 | 51.0277 | 139.022 | Natural Gas | 33.3 | 0.757 | [5 empty] | 0.162 | 0.21 | 2.2 | 2.2 | 5 | Calgary Intl AP | CAN | 64 | 4781 | 51.114 | -114.02 | 7a | 5000 | AB | CAN_AB_Calgary.Intl.AP.718770_CWEC2016.epw | 0 | 0 | 0 | 0 | 641.67 | 1805.4702 | 6.4358 | 0.0035646 | 2352.28 | 0.1 | 2021-03-24 15:09:33 +0000 | eef80c06 | 0.2.11 | :adv_dx_units: NECB_Default :analysis_id: 6a87033d-ede6-4783-acf8-880bd0e50e61 :analysis_name: baseline-2021-03-24 :boiler_eff: NECB_Default :btap_batch_version: 1.0.002 :building_type: PrimarySchool :compute_environment: aws_batch :datapoint_id: 25eb3ac9-ea83-49e3-8b48-562687bb6c70 :daylighting_type: NECB_Default :dcv_type: NECB_Default :door_construction_cond: NECB_Default :ecm_system_name: NECB_Default :enable_costing: true :epw_file: CAN_AB_Calgary.Intl.AP.718770_CWEC2016.epw :erv_package: NECB_Default :ext_floor_cond: NECB_Default :ext_roof_cond: NECB_Default :ext_wall_cond: NECB_Default :fdwr_set: NECB_Default :fixed_wind_solar_trans: NECB_Default :fixed_window_cond: NECB_Default :furnace_eff: NECB_Default :glass_door_cond: NECB_Default :glass_door_solar_trans: NECB_Default :ground_floor_cond: NECB_Default :ground_roof_cond: NECB_Default :ground_wall_cond: NECB_Default :lights_scale: NECB_Default :lights_type: NECB_Default :overhead_door_cond: NECB_Default :primary_heating_fuel: NaturalGas :pv_ground_azimuth_angle: NECB_Default :pv_ground_module_description: NECB_Default :pv_ground_tilt_angle: NECB_Default :pv_ground_total_area_pv_panels_m2: NECB_Default :pv_ground_type: NECB_Default :rotation_degrees: NECB_Default :run_annual_simulation: true :s3_bucket: '834599497928' :scale_x: NECB_Default :scale_y: NECB_Default :scale_z: NECB_Default :shw_eff: NECB_Default :skylight_cond: NECB_Default :skylight_solar_trans: NECB_Default :srr_set: NECB_Default :template: NECB2015 | 0 | TRUE | 675.9783 |  | https://s3.console.aws.amazon.com/s3/buckets/834599497928?region=ca-central-1&prefix=sara.gilani/baseline-2021-03-24/6a87033d-ede6-4783-acf8-880bd0e50e61/output/25eb3ac9-ea83-49e3-8b48-562687bb6c70/ | 1.0.002 | 0 | 0 |  | 0 | 0 | tier_1 | 0
111 | 0 |  | NECB_Default | NECB_Default | NECB_Default | NECB_Default | NECB_Default | NECB_Default | NECB_Default | NECB_Default | PrimarySchool | NECB2017 | CAN_ON_Toronto.Pearson.Intl.AP.716240_CWEC2016.epw | NaturalGas | NECB_Default | NECB_Default | NECB_Default | NECB_Default | NECB_Default | NECB_Default | NECB_Default | NECB_Default | NECB_Default | NECB_Default | NECB_Default | NECB_Default | NECB_Default | NECB_Default | NECB_Default | NECB_Default | NECB_Default | NECB_Default | NECB_Default | NECB_Default | NECB_Default | NECB_Default | NECB_Default | NECB_Default | NECB_Default | NECB_Default | NECB_Default | aws_batch | 834599497928 | [5 empty] | baseline-2021-03-24 | 6a87033d-ede6-4783-acf8-880bd0e50e61 | TRUE | TRUE | e0184617-4b06-4413-806e-9e7ed636ae9e |  | 6871 | 9383 | 40 | PrimarySchool |  |  | 2 | PrimarySchool | 1 |  | 1 | NECB2017 | 0.3414 | 27484 | 227.0833 | 25.3715 | 66.698 | 3.6866 | 524.9198 | 202.0804 | TORONTO | ONTARIO | 1.7111 | 15.3106 | 0 | 17.0217 | 13.7089 | 2.7016 | 0 | 16.4105 | 0 | 0.051214 | 0 | 0 | 0.30807 | 0.095108 | 0.01195 | 0.22351 | 0.04265 | 0.10469 | 0.30981 | 0.0024567 | 0.61788 | 0.086302 | 49.639 | 87.6066 | Natural Gas | 40 | 0.757 | [5 empty] | 0.156 | 0.278 | 1.9 | 1.9 | 2 | Toronto Pearson Intl AP | CAN | 382 | 3615 | 43.677 | -79.631 | 5 | 3890 | ON | CAN_ON_Toronto.Pearson.Intl.AP.716240_CWEC2016.epw | 0 | 0 | 0 | 0 | 592.98 | 1805.4702 | 6.4358 | 0.0035646 | 2352.28 | 0.1 | 2021-03-24 15:09:51 +0000 | eef80c06 | 0.2.11 | :adv_dx_units: NECB_Default :analysis_id: 6a87033d-ede6-4783-acf8-880bd0e50e61 :analysis_name: baseline-2021-03-24 :boiler_eff: NECB_Default :btap_batch_version: 1.0.002 :building_type: PrimarySchool :compute_environment: aws_batch :datapoint_id: e0184617-4b06-4413-806e-9e7ed636ae9e :daylighting_type: NECB_Default :dcv_type: NECB_Default :door_construction_cond: NECB_Default :ecm_system_name: NECB_Default :enable_costing: true :epw_file: CAN_ON_Toronto.Pearson.Intl.AP.716240_CWEC2016.epw :erv_package: NECB_Default :ext_floor_cond: NECB_Default :ext_roof_cond: NECB_Default :ext_wall_cond: NECB_Default :fdwr_set: NECB_Default :fixed_wind_solar_trans: NECB_Default :fixed_window_cond: NECB_Default :furnace_eff: NECB_Default :glass_door_cond: NECB_Default :glass_door_solar_trans: NECB_Default :ground_floor_cond: NECB_Default :ground_roof_cond: NECB_Default :ground_wall_cond: NECB_Default :lights_scale: NECB_Default :lights_type: NECB_Default :overhead_door_cond: NECB_Default :primary_heating_fuel: NaturalGas :pv_ground_azimuth_angle: NECB_Default :pv_ground_module_description: NECB_Default :pv_ground_tilt_angle: NECB_Default :pv_ground_total_area_pv_panels_m2: NECB_Default :pv_ground_type: NECB_Default :rotation_degrees: NECB_Default :run_annual_simulation: true :s3_bucket: '834599497928' :scale_x: NECB_Default :scale_y: NECB_Default :scale_z: NECB_Default :shw_eff: NECB_Default :skylight_cond: NECB_Default :skylight_solar_trans: NECB_Default :srr_set: NECB_Default :template: NECB2017 | 0 | TRUE | 674.9961 |  | https://s3.console.aws.amazon.com/s3/buckets/834599497928?region=ca-central-1&prefix=sara.gilani/baseline-2021-03-24/6a87033d-ede6-4783-acf8-880bd0e50e61/output/e0184617-4b06-4413-806e-9e7ed636ae9e/ | 1.0.002 | 0 | 0 |  | 0 | 0 | tier_1 | 0
112 | 0 |  | NECB_Default | NECB_Default | NECB_Default | NECB_Default | NECB_Default | NECB_Default | NECB_Default | NECB_Default | PrimarySchool | NECB2017 | CAN_ON_Toronto.Pearson.Intl.AP.716240_CWEC2016.epw | Electricity | NECB_Default | NECB_Default | NECB_Default | NECB_Default | NECB_Default | NECB_Default | NECB_Default | NECB_Default | NECB_Default | NECB_Default | NECB_Default | NECB_Default | NECB_Default | NECB_Default | NECB_Default | NECB_Default | NECB_Default | NECB_Default | NECB_Default | NECB_Default | NECB_Default | NECB_Default | NECB_Default | NECB_Default | NECB_Default | NECB_Default | NECB_Default | aws_batch | 834599497928 | [5 empty] | baseline-2021-03-24 | 6a87033d-ede6-4783-acf8-880bd0e50e61 | TRUE | TRUE | ae2d1237-cf28-4173-aafc-86bf2489d5fb |  | 6871 | 9383 | 40 | PrimarySchool |  |  | 2 | PrimarySchool | 1 |  | 1 | NECB2017 | 0.3414 | 27484 | 227.0833 | 10.4783 | 66.698 | 9.3487 | 542.5 | 228.8918 | TORONTO | ONTARIO | 2.9703 | 0 | 0 | 2.9703 | 23.7983 | 0 | 0 | 23.7983 | 0 | 0.05025 | 0 | 0 | 0.53479 | 0.094628 | 0.011963 | 0.16284 | 0.04265 | 0.10469 | 0 | 0.00030272 | 0.53479 | 0.067475 | 80.2372 | 0 | Electricity | 40 | 0.757 | [5 empty] | 0.156 | 0.278 | 1.9 | 1.9 | 2 | Toronto Pearson Intl AP | CAN | 382 | 3615 | 43.677 | -79.631 | 5 | 3890 | ON | CAN_ON_Toronto.Pearson.Intl.AP.716240_CWEC2016.epw | 0 | 1.2685 | 0.00070256 | 463.62 | 0 | 1805.4702 | 6.4358 | 0.0035646 | 2352.28 | 0.1 | 2021-03-24 15:09:19 +0000 | eef80c06 | 0.2.11 | :adv_dx_units: NECB_Default :analysis_id: 6a87033d-ede6-4783-acf8-880bd0e50e61 :analysis_name: baseline-2021-03-24 :boiler_eff: NECB_Default :btap_batch_version: 1.0.002 :building_type: PrimarySchool :compute_environment: aws_batch :datapoint_id: ae2d1237-cf28-4173-aafc-86bf2489d5fb :daylighting_type: NECB_Default :dcv_type: NECB_Default :door_construction_cond: NECB_Default :ecm_system_name: NECB_Default :enable_costing: true :epw_file: CAN_ON_Toronto.Pearson.Intl.AP.716240_CWEC2016.epw :erv_package: NECB_Default :ext_floor_cond: NECB_Default :ext_roof_cond: NECB_Default :ext_wall_cond: NECB_Default :fdwr_set: NECB_Default :fixed_wind_solar_trans: NECB_Default :fixed_window_cond: NECB_Default :furnace_eff: NECB_Default :glass_door_cond: NECB_Default :glass_door_solar_trans: NECB_Default :ground_floor_cond: NECB_Default :ground_roof_cond: NECB_Default :ground_wall_cond: NECB_Default :lights_scale: NECB_Default :lights_type: NECB_Default :overhead_door_cond: NECB_Default :primary_heating_fuel: Electricity :pv_ground_azimuth_angle: NECB_Default :pv_ground_module_description: NECB_Default :pv_ground_tilt_angle: NECB_Default :pv_ground_total_area_pv_panels_m2: NECB_Default :pv_ground_type: NECB_Default :rotation_degrees: NECB_Default :run_annual_simulation: true :s3_bucket: '834599497928' :scale_x: NECB_Default :scale_y: NECB_Default :scale_z: NECB_Default :shw_eff: NECB_Default :skylight_cond: NECB_Default :skylight_solar_trans: NECB_Default :srr_set: NECB_Default :template: NECB2017 | 0 | TRUE | 675.1602 |  | https://s3.console.aws.amazon.com/s3/buckets/834599497928?region=ca-central-1&prefix=sara.gilani/baseline-2021-03-24/6a87033d-ede6-4783-acf8-880bd0e50e61/output/ae2d1237-cf28-4173-aafc-86bf2489d5fb/ | 1.0.002 | 0 | 0 |  | 0 | 0 | tier_1 | 0
113 | 0 |  | NECB_Default | NECB_Default | NECB_Default | NECB_Default | NECB_Default | NECB_Default | NECB_Default | NECB_Default | PrimarySchool | NECB2017 | CAN_BC_Vancouver.Intl.AP.718920_CWEC2016.epw | NaturalGas | NECB_Default | NECB_Default | NECB_Default | NECB_Default | NECB_Default | NECB_Default | NECB_Default | NECB_Default | NECB_Default | NECB_Default | NECB_Default | NECB_Default | NECB_Default | NECB_Default | NECB_Default | NECB_Default | NECB_Default | NECB_Default | NECB_Default | NECB_Default | NECB_Default | NECB_Default | NECB_Default | NECB_Default | NECB_Default | NECB_Default | NECB_Default | aws_batch | 834599497928 | [5 empty] | baseline-2021-03-24 | 6a87033d-ede6-4783-acf8-880bd0e50e61 | TRUE | TRUE | 71f351a4-1590-4603-af46-d19ed0bf33a4 |  | 6871 | 9383 | 40 | PrimarySchool |  |  | 2 | PrimarySchool | 1 |  | 1 | NECB2017 | 0.3414 | 27484 | 198.5557 | 19.871 | 60.2681 | 3.5169 | 457.4076 | 175.196 | VANCOUVER | BRITISH COLUMBIA | 0.77816 | 13.4834 | 0 | 14.2616 | 7.7707 | 3.0249 | 0 | 10.7955 | 0 | 0.022857 | 0 | 0 | 0.27458 | 0.095298 | 0.0070208 | 0.1835 | 0.04265 | 0.10469 | 0.26745 | 0.0020681 | 0.54203 | 0.083947 | 38.5076 | 57.0851 | Natural Gas | 40 | 0.757 | [5 empty] | 0.193 | 0.315 | 2.1 | 2.1 | 2 | Vancouver Intl AP | CAN | 42 | 2797 | 49.195 | -123.184 | 4 | 2800 | BC | CAN_BC_Vancouver.Intl.AP.718920_CWEC2016.epw | 0 | 0 | 0 | 0 | 576.8 | 1805.4702 | 6.4358 | 0.0035646 | 2352.28 | 0.1 | 2021-03-24 15:09:23 +0000 | eef80c06 | 0.2.11 | :adv_dx_units: NECB_Default :analysis_id: 6a87033d-ede6-4783-acf8-880bd0e50e61 :analysis_name: baseline-2021-03-24 :boiler_eff: NECB_Default :btap_batch_version: 1.0.002 :building_type: PrimarySchool :compute_environment: aws_batch :datapoint_id: 71f351a4-1590-4603-af46-d19ed0bf33a4 :daylighting_type: NECB_Default :dcv_type: NECB_Default :door_construction_cond: NECB_Default :ecm_system_name: NECB_Default :enable_costing: true :epw_file: CAN_BC_Vancouver.Intl.AP.718920_CWEC2016.epw :erv_package: NECB_Default :ext_floor_cond: NECB_Default :ext_roof_cond: NECB_Default :ext_wall_cond: NECB_Default :fdwr_set: NECB_Default :fixed_wind_solar_trans: NECB_Default :fixed_window_cond: NECB_Default :furnace_eff: NECB_Default :glass_door_cond: NECB_Default :glass_door_solar_trans: NECB_Default :ground_floor_cond: NECB_Default :ground_roof_cond: NECB_Default :ground_wall_cond: NECB_Default :lights_scale: NECB_Default :lights_type: NECB_Default :overhead_door_cond: NECB_Default :primary_heating_fuel: NaturalGas :pv_ground_azimuth_angle: NECB_Default :pv_ground_module_description: NECB_Default :pv_ground_tilt_angle: NECB_Default :pv_ground_total_area_pv_panels_m2: NECB_Default :pv_ground_type: NECB_Default :rotation_degrees: NECB_Default :run_annual_simulation: true :s3_bucket: '834599497928' :scale_x: NECB_Default :scale_y: NECB_Default :scale_z: NECB_Default :shw_eff: NECB_Default :skylight_cond: NECB_Default :skylight_solar_trans: NECB_Default :srr_set: NECB_Default :template: NECB2017 | 0 | TRUE | 675.6803 |  | https://s3.console.aws.amazon.com/s3/buckets/834599497928?region=ca-central-1&prefix=sara.gilani/baseline-2021-03-24/6a87033d-ede6-4783-acf8-880bd0e50e61/output/71f351a4-1590-4603-af46-d19ed0bf33a4/ | 1.0.002 | 0 | 0 |  | 0 | 0 | tier_1 | 0
114 | 0 |  | NECB_Default | NECB_Default | NECB_Default | NECB_Default | NECB_Default | NECB_Default | NECB_Default | NECB_Default | PrimarySchool | NECB2017 | CAN_AB_Calgary.Intl.AP.718770_CWEC2016.epw | Electricity | NECB_Default | NECB_Default | NECB_Default | NECB_Default | NECB_Default | NECB_Default | NECB_Default | NECB_Default | NECB_Default | NECB_Default | NECB_Default | NECB_Default | NECB_Default | NECB_Default | NECB_Default | NECB_Default | NECB_Default | NECB_Default | NECB_Default | NECB_Default | NECB_Default | NECB_Default | NECB_Default | NECB_Default | NECB_Default | NECB_Default | NECB_Default | aws_batch | 834599497928 | [5 empty] | baseline-2021-03-24 | 6a87033d-ede6-4783-acf8-880bd0e50e61 | TRUE | TRUE | 9ff9ade1-9b89-4a84-9cfb-c434422c1949 |  | 6871 | 9383 | 33.3 | PrimarySchool |  |  | 2 | PrimarySchool | 1 |  | 1 | NECB2017 | 0.3414 | 27484 | 211.8626 | 9.9841 | 66.3667 | 9.3509 | 519.3046 | 221.7402 | CALGARY | ALBERTA | 116.3093 | 0 | 0 | 116.3093 | 11.0237 | 0 | 0 | 11.0237 | 0 | 0.023749 | 0 | 0 | 0.52998 | 0.099722 | 0.010256 | 0.17528 | 0.04265 | 0.10469 | 0 | 0.00030272 | 0.52998 | 0.073342 | 75.2856 | 0 | Electricity | 33.3 | 0.757 | [5 empty] | 0.138 | 0.21 | 1.9 | 1.9 | 2 | Calgary Intl AP | CAN | 64 | 4781 | 51.114 | -114.02 | 7a | 5000 | AB | CAN_AB_Calgary.Intl.AP.718770_CWEC2016.epw | 0 | 1.3787 | 0.00076365 | 503.93 | 0 | 1805.4702 | 6.4358 | 0.0035646 | 2352.28 | 0.1 | 2021-03-24 15:09:27 +0000 | eef80c06 | 0.2.11 | :adv_dx_units: NECB_Default :analysis_id: 6a87033d-ede6-4783-acf8-880bd0e50e61 :analysis_name: baseline-2021-03-24 :boiler_eff: NECB_Default :btap_batch_version: 1.0.002 :building_type: PrimarySchool :compute_environment: aws_batch :datapoint_id: 9ff9ade1-9b89-4a84-9cfb-c434422c1949 :daylighting_type: NECB_Default :dcv_type: NECB_Default :door_construction_cond: NECB_Default :ecm_system_name: NECB_Default :enable_costing: true :epw_file: CAN_AB_Calgary.Intl.AP.718770_CWEC2016.epw :erv_package: NECB_Default :ext_floor_cond: NECB_Default :ext_roof_cond: NECB_Default :ext_wall_cond: NECB_Default :fdwr_set: NECB_Default :fixed_wind_solar_trans: NECB_Default :fixed_window_cond: NECB_Default :furnace_eff: NECB_Default :glass_door_cond: NECB_Default :glass_door_solar_trans: NECB_Default :ground_floor_cond: NECB_Default :ground_roof_cond: NECB_Default :ground_wall_cond: NECB_Default :lights_scale: NECB_Default :lights_type: NECB_Default :overhead_door_cond: NECB_Default :primary_heating_fuel: Electricity :pv_ground_azimuth_angle: NECB_Default :pv_ground_module_description: NECB_Default :pv_ground_tilt_angle: NECB_Default :pv_ground_total_area_pv_panels_m2: NECB_Default :pv_ground_type: NECB_Default :rotation_degrees: NECB_Default :run_annual_simulation: true :s3_bucket: '834599497928' :scale_x: NECB_Default :scale_y: NECB_Default :scale_z: NECB_Default :shw_eff: NECB_Default :skylight_cond: NECB_Default :skylight_solar_trans: NECB_Default :srr_set: NECB_Default :template: NECB2017 | 0 | TRUE | 675.8668 |  | https://s3.console.aws.amazon.com/s3/buckets/834599497928?region=ca-central-1&prefix=sara.gilani/baseline-2021-03-24/6a87033d-ede6-4783-acf8-880bd0e50e61/output/9ff9ade1-9b89-4a84-9cfb-c434422c1949/ | 1.0.002 | 0 | 0 |  | 0 | 0 | tier_1 | 0
115 | 0 |  | NECB_Default | NECB_Default | NECB_Default | NECB_Default | NECB_Default | NECB_Default | NECB_Default | NECB_Default | PrimarySchool | NECB2017 | CAN_NS_Halifax.Dockyard.713280_CWEC2016.epw | Electricity | NECB_Default | NECB_Default | NECB_Default | NECB_Default | NECB_Default | NECB_Default | NECB_Default | NECB_Default | NECB_Default | NECB_Default | NECB_Default | NECB_Default | NECB_Default | NECB_Default | NECB_Default | NECB_Default | NECB_Default | NECB_Default | NECB_Default | NECB_Default | NECB_Default | NECB_Default | NECB_Default | NECB_Default | NECB_Default | NECB_Default | NECB_Default | aws_batch | 834599497928 | [5 empty] | baseline-2021-03-24 | 6a87033d-ede6-4783-acf8-880bd0e50e61 | TRUE | TRUE | f86d00ce-d909-4685-83e3-373c8eb79ad0 |  | 6871 | 9383 | 40 | PrimarySchool |  |  | 2 | PrimarySchool | 1 |  | 1 | NECB2017 | 0.3414 | 27484 | 183.0787 | 8.3043 | 60.0205 | 9.2078 | 466.6434 | 206.0321 | HALIFAX | NOVA SCOTIA | 99.8778 | 0 | 0 | 99.8778 | 19.5879 | 0 | 0 | 19.5879 | 0 | 0.023876 | 0 | 0 | 0.49253 | 0.0931 | 0.011164 | 0.14812 | 0.04265 | 0.10469 | 0 | 0.00030272 | 0.49253 | 0.068626 | 64.8762 | 0 | Electricity | 40 | 0.757 | [5 empty] | 0.156 | 0.247 | 1.9 | 1.9 | 2 | Halifax Dockyard | CAN | 112 | 3647 | 44.655 | -63.577 | 6 | 4000 | NS | CAN_NS_Halifax.Dockyard.713280_CWEC2016.epw | 0 | 1.2901 | 0.00071455 | 471.53 | 0 | 1805.4702 | 6.4358 | 0.0035646 | 2352.28 | 0.1 | 2021-03-24 15:09:16 +0000 | eef80c06 | 0.2.11 | :adv_dx_units: NECB_Default :analysis_id: 6a87033d-ede6-4783-acf8-880bd0e50e61 :analysis_name: baseline-2021-03-24 :boiler_eff: NECB_Default :btap_batch_version: 1.0.002 :building_type: PrimarySchool :compute_environment: aws_batch :datapoint_id: f86d00ce-d909-4685-83e3-373c8eb79ad0 :daylighting_type: NECB_Default :dcv_type: NECB_Default :door_construction_cond: NECB_Default :ecm_system_name: NECB_Default :enable_costing: true :epw_file: CAN_NS_Halifax.Dockyard.713280_CWEC2016.epw :erv_package: NECB_Default :ext_floor_cond: NECB_Default :ext_roof_cond: NECB_Default :ext_wall_cond: NECB_Default :fdwr_set: NECB_Default :fixed_wind_solar_trans: NECB_Default :fixed_window_cond: NECB_Default :furnace_eff: NECB_Default :glass_door_cond: NECB_Default :glass_door_solar_trans: NECB_Default :ground_floor_cond: NECB_Default :ground_roof_cond: NECB_Default :ground_wall_cond: NECB_Default :lights_scale: NECB_Default :lights_type: NECB_Default :overhead_door_cond: NECB_Default :primary_heating_fuel: Electricity :pv_ground_azimuth_angle: NECB_Default :pv_ground_module_description: NECB_Default :pv_ground_tilt_angle: NECB_Default :pv_ground_total_area_pv_panels_m2: NECB_Default :pv_ground_type: NECB_Default :rotation_degrees: NECB_Default :run_annual_simulation: true :s3_bucket: '834599497928' :scale_x: NECB_Default :scale_y: NECB_Default :scale_z: NECB_Default :shw_eff: NECB_Default :skylight_cond: NECB_Default :skylight_solar_trans: NECB_Default :srr_set: NECB_Default :template: NECB2017 | 0 | TRUE | 677.2923 |  | https://s3.console.aws.amazon.com/s3/buckets/834599497928?region=ca-central-1&prefix=sara.gilani/baseline-2021-03-24/6a87033d-ede6-4783-acf8-880bd0e50e61/output/f86d00ce-d909-4685-83e3-373c8eb79ad0/ | 1.0.002 | 0 | 0 |  | 0 | 0 | tier_1 | 0
116 | 0 |  | NECB_Default | NECB_Default | NECB_Default | NECB_Default | NECB_Default | NECB_Default | NECB_Default | NECB_Default | PrimarySchool | NECB2017 | CAN_AB_Calgary.Intl.AP.718770_CWEC2016.epw | NaturalGas | NECB_Default | NECB_Default | NECB_Default | NECB_Default | NECB_Default | NECB_Default | NECB_Default | NECB_Default | NECB_Default | NECB_Default | NECB_Default | NECB_Default | NECB_Default | NECB_Default | NECB_Default | NECB_Default | NECB_Default | NECB_Default | NECB_Default | NECB_Default | NECB_Default | NECB_Default | NECB_Default | NECB_Default | NECB_Default | NECB_Default | NECB_Default | aws_batch | 834599497928 | [5 empty] | baseline-2021-03-24 | 6a87033d-ede6-4783-acf8-880bd0e50e61 | TRUE | TRUE | ae30808b-b6a2-463e-85e9-5f33a50244c0 |  | 6871 | 9383 | 33.3 | PrimarySchool |  |  | 2 | PrimarySchool | 1 |  | 1 | NECB2017 | 0.3414 | 27484 | 211.8626 | 24.4006 | 66.3667 | 3.6397 | 499.9414 | 193.6718 | CALGARY | ALBERTA | 62.5772 | 16.7987 | 0 | 79.3759 | 5.931 | 1.1984 | 0 | 7.1294 | 0 | 0.024177 | 0 | 0 | 0.28514 | 0.10061 | 0.010245 | 0.23948 | 0.04265 | 0.10469 | 0.3329 | 0.0027783 | 0.61804 | 0.093414 | 41.6605 | 81.9735 | Natural Gas | 33.3 | 0.757 | [5 empty] | 0.138 | 0.21 | 1.9 | 1.9 | 2 | Calgary Intl AP | CAN | 64 | 4781 | 51.114 | -114.02 | 7a | 5000 | AB | CAN_AB_Calgary.Intl.AP.718770_CWEC2016.epw | 0 | 0 | 0 | 0 | 641.85 | 1805.4702 | 6.4358 | 0.0035646 | 2352.28 | 0.1 | 2021-03-24 15:10:00 +0000 | eef80c06 | 0.2.11 | :adv_dx_units: NECB_Default :analysis_id: 6a87033d-ede6-4783-acf8-880bd0e50e61 :analysis_name: baseline-2021-03-24 :boiler_eff: NECB_Default :btap_batch_version: 1.0.002 :building_type: PrimarySchool :compute_environment: aws_batch :datapoint_id: ae30808b-b6a2-463e-85e9-5f33a50244c0 :daylighting_type: NECB_Default :dcv_type: NECB_Default :door_construction_cond: NECB_Default :ecm_system_name: NECB_Default :enable_costing: true :epw_file: CAN_AB_Calgary.Intl.AP.718770_CWEC2016.epw :erv_package: NECB_Default :ext_floor_cond: NECB_Default :ext_roof_cond: NECB_Default :ext_wall_cond: NECB_Default :fdwr_set: NECB_Default :fixed_wind_solar_trans: NECB_Default :fixed_window_cond: NECB_Default :furnace_eff: NECB_Default :glass_door_cond: NECB_Default :glass_door_solar_trans: NECB_Default :ground_floor_cond: NECB_Default :ground_roof_cond: NECB_Default :ground_wall_cond: NECB_Default :lights_scale: NECB_Default :lights_type: NECB_Default :overhead_door_cond: NECB_Default :primary_heating_fuel: NaturalGas :pv_ground_azimuth_angle: NECB_Default :pv_ground_module_description: NECB_Default :pv_ground_tilt_angle: NECB_Default :pv_ground_total_area_pv_panels_m2: NECB_Default :pv_ground_type: NECB_Default :rotation_degrees: NECB_Default :run_annual_simulation: true :s3_bucket: '834599497928' :scale_x: NECB_Default :scale_y: NECB_Default :scale_z: NECB_Default :shw_eff: NECB_Default :skylight_cond: NECB_Default :skylight_solar_trans: NECB_Default :srr_set: NECB_Default :template: NECB2017 | 0 | TRUE | 677.3784 |  | https://s3.console.aws.amazon.com/s3/buckets/834599497928?region=ca-central-1&prefix=sara.gilani/baseline-2021-03-24/6a87033d-ede6-4783-acf8-880bd0e50e61/output/ae30808b-b6a2-463e-85e9-5f33a50244c0/ | 1.0.002 | 0 | 0 |  | 0 | 0 | tier_1 | 0
117 | 0 |  | NECB_Default | NECB_Default | NECB_Default | NECB_Default | NECB_Default | NECB_Default | NECB_Default | NECB_Default | PrimarySchool | NECB2017 | CAN_YT_Whitehorse.Intl.AP.719640_CWEC2016.epw | NaturalGas | NECB_Default | NECB_Default | NECB_Default | NECB_Default | NECB_Default | NECB_Default | NECB_Default | NECB_Default | NECB_Default | NECB_Default | NECB_Default | NECB_Default | NECB_Default | NECB_Default | NECB_Default | NECB_Default | NECB_Default | NECB_Default | NECB_Default | NECB_Default | NECB_Default | NECB_Default | NECB_Default | NECB_Default | NECB_Default | NECB_Default | NECB_Default | aws_batch | 834599497928 | [5 empty] | baseline-2021-03-24 | 6a87033d-ede6-4783-acf8-880bd0e50e61 | TRUE | TRUE | ee81529a-e3df-4df1-9d15-1c8f70033326 |  | 6871 | 9383 | 22.8 | PrimarySchool |  |  | 2 | PrimarySchool | 1 |  | 1 | NECB2017 | 0.3414 | 27484 | 163.5856 | 21.8803 | 59.5635 | 3.3829 | 411.1316 | 162.7193 | WHITEHORSE | YUKON | 3.908 | 24.5677 | 0 | 28.4757 | 8.9498 | 4.478 | 0 | 13.4278 | 0 | 0.0076714 | 0 | 0 | 0.25126 | 0.079984 | 0.0134 | 0.39246 | 0.04265 | 0.10469 | 0.49372 | 0.0028671 | 0.74498 | 0.10126 | 33.8148 | 170.6147 | Natural Gas | 22.8 | 0.757 | [5 empty] | 0.138 | 0.21 | 1.9 | 1.9 | 2 | Whitehorse Intl AP | CAN | 5 | 6491 | 60.709 | -135.069 | 7b | 6580 | YT | CAN_YT_Whitehorse.Intl.AP.719640_CWEC2016.epw | 0 | 0 | 0 | 0 | 695.77 | 1805.4702 | 6.4358 | 0.0035646 | 2352.28 | 0.1 | 2021-03-24 15:09:53 +0000 | eef80c06 | 0.2.11 | :adv_dx_units: NECB_Default :analysis_id: 6a87033d-ede6-4783-acf8-880bd0e50e61 :analysis_name: baseline-2021-03-24 :boiler_eff: NECB_Default :btap_batch_version: 1.0.002 :building_type: PrimarySchool :compute_environment: aws_batch :datapoint_id: ee81529a-e3df-4df1-9d15-1c8f70033326 :daylighting_type: NECB_Default :dcv_type: NECB_Default :door_construction_cond: NECB_Default :ecm_system_name: NECB_Default :enable_costing: true :epw_file: CAN_YT_Whitehorse.Intl.AP.719640_CWEC2016.epw :erv_package: NECB_Default :ext_floor_cond: NECB_Default :ext_roof_cond: NECB_Default :ext_wall_cond: NECB_Default :fdwr_set: NECB_Default :fixed_wind_solar_trans: NECB_Default :fixed_window_cond: NECB_Default :furnace_eff: NECB_Default :glass_door_cond: NECB_Default :glass_door_solar_trans: NECB_Default :ground_floor_cond: NECB_Default :ground_roof_cond: NECB_Default :ground_wall_cond: NECB_Default :lights_scale: NECB_Default :lights_type: NECB_Default :overhead_door_cond: NECB_Default :primary_heating_fuel: NaturalGas :pv_ground_azimuth_angle: NECB_Default :pv_ground_module_description: NECB_Default :pv_ground_tilt_angle: NECB_Default :pv_ground_total_area_pv_panels_m2: NECB_Default :pv_ground_type: NECB_Default :rotation_degrees: NECB_Default :run_annual_simulation: true :s3_bucket: '834599497928' :scale_x: NECB_Default :scale_y: NECB_Default :scale_z: NECB_Default :shw_eff: NECB_Default :skylight_cond: NECB_Default :skylight_solar_trans: NECB_Default :srr_set: NECB_Default :template: NECB2017 | 0 | TRUE | 677.4316 |  | https://s3.console.aws.amazon.com/s3/buckets/834599497928?region=ca-central-1&prefix=sara.gilani/baseline-2021-03-24/6a87033d-ede6-4783-acf8-880bd0e50e61/output/ee81529a-e3df-4df1-9d15-1c8f70033326/ | 1.0.002 | 0 | 0 |  | 0 | 0 | tier_1 | 0
118 | 0 |  | NECB_Default | NECB_Default | NECB_Default | NECB_Default | NECB_Default | NECB_Default | NECB_Default | NECB_Default | MediumOffice | NECB2017 | CAN_YT_Whitehorse.Intl.AP.719640_CWEC2016.epw | Electricity | NECB_Default | NECB_Default | NECB_Default | NECB_Default | NECB_Default | NECB_Default | NECB_Default | NECB_Default | NECB_Default | NECB_Default | NECB_Default | NECB_Default | NECB_Default | NECB_Default | NECB_Default | NECB_Default | NECB_Default | NECB_Default | NECB_Default | NECB_Default | NECB_Default | NECB_Default | NECB_Default | NECB_Default | NECB_Default | NECB_Default | NECB_Default | aws_batch | 834599497928 | [5 empty] | baseline-2021-03-24 | 6a87033d-ede6-4783-acf8-880bd0e50e61 | TRUE | TRUE | 083c0718-72a6-4803-acdb-f854e6c0e020 |  | 4982.19 | 3638.3973 | 22.8 | MediumOffice |  |  | 0 | MediumOffice | 3 |  | 3 | NECB2017 | 0.1843 | 19741.4134 | 68.7891 | 36.2025 | 59.5634 | 11.3182 | 313.3256 | 137.4525 | WHITEHORSE | YUKON | 6.6885 | 0 | 0 | 6.6885 | 15.3174 | 0 | 0 | 15.3174 | 0 | 0.007021 | 0 | 0 | 0.43002 | 0.042935 | 9.4336e-05 | 0.13782 | 0.09999 | 0.08811 | 0 | 0.0041347 | 0.43002 | 0.049633 | 57.3595 | 0 | Electricity | 22.8 | 0.757 | [5 empty] | 0.138 | 0.21 | 1.9 |  | 0 | Whitehorse Intl AP | CAN | 5 | 6491 | 60.709 | -135.069 | 7b | 6580 | YT | CAN_YT_Whitehorse.Intl.AP.719640_CWEC2016.epw | 0 | 0.67655 | 0.0027145 | 247.28 | 0 | 249.2341 | 2.9075 | 0.011666 | 1062.69 | 0.1 | 2021-03-24 15:09:56 +0000 | eef80c06 | 0.2.11 | :adv_dx_units: NECB_Default :analysis_id: 6a87033d-ede6-4783-acf8-880bd0e50e61 :analysis_name: baseline-2021-03-24 :boiler_eff: NECB_Default :btap_batch_version: 1.0.002 :building_type: MediumOffice :compute_environment: aws_batch :datapoint_id: 083c0718-72a6-4803-acdb-f854e6c0e020 :daylighting_type: NECB_Default :dcv_type: NECB_Default :door_construction_cond: NECB_Default :ecm_system_name: NECB_Default :enable_costing: true :epw_file: CAN_YT_Whitehorse.Intl.AP.719640_CWEC2016.epw :erv_package: NECB_Default :ext_floor_cond: NECB_Default :ext_roof_cond: NECB_Default :ext_wall_cond: NECB_Default :fdwr_set: NECB_Default :fixed_wind_solar_trans: NECB_Default :fixed_window_cond: NECB_Default :furnace_eff: NECB_Default :glass_door_cond: NECB_Default :glass_door_solar_trans: NECB_Default :ground_floor_cond: NECB_Default :ground_roof_cond: NECB_Default :ground_wall_cond: NECB_Default :lights_scale: NECB_Default :lights_type: NECB_Default :overhead_door_cond: NECB_Default :primary_heating_fuel: Electricity :pv_ground_azimuth_angle: NECB_Default :pv_ground_module_description: NECB_Default :pv_ground_tilt_angle: NECB_Default :pv_ground_total_area_pv_panels_m2: NECB_Default :pv_ground_type: NECB_Default :rotation_degrees: NECB_Default :run_annual_simulation: true :s3_bucket: '834599497928' :scale_x: NECB_Default :scale_y: NECB_Default :scale_z: NECB_Default :shw_eff: NECB_Default :skylight_cond: NECB_Default :skylight_solar_trans: NECB_Default :srr_set: NECB_Default :template: NECB2017 | 0.000281 | TRUE | 680.483 |  | https://s3.console.aws.amazon.com/s3/buckets/834599497928?region=ca-central-1&prefix=sara.gilani/baseline-2021-03-24/6a87033d-ede6-4783-acf8-880bd0e50e61/output/083c0718-72a6-4803-acdb-f854e6c0e020/ | 1.0.002 | 0 | 0 |  | 0 | 0 | tier_1 | 0
119 | 0 |  | NECB_Default | NECB_Default | NECB_Default | NECB_Default | NECB_Default | NECB_Default | NECB_Default | NECB_Default | MediumOffice | NECB2017 | CAN_AB_Calgary.Intl.AP.718770_CWEC2016.epw | NaturalGas | NECB_Default | NECB_Default | NECB_Default | NECB_Default | NECB_Default | NECB_Default | NECB_Default | NECB_Default | NECB_Default | NECB_Default | NECB_Default | NECB_Default | NECB_Default | NECB_Default | NECB_Default | NECB_Default | NECB_Default | NECB_Default | NECB_Default | NECB_Default | NECB_Default | NECB_Default | NECB_Default | NECB_Default | NECB_Default | NECB_Default | NECB_Default | aws_batch | 834599497928 | [5 empty] | baseline-2021-03-24 | 6a87033d-ede6-4783-acf8-880bd0e50e61 | TRUE | TRUE | d21092b0-579e-4150-9bd9-ad31de4eb5c0 |  | 4982.19 | 3638.3973 | 33.3 | MediumOffice |  |  | 0 | MediumOffice | 3 |  | 3 | NECB2017 | 0.1843 | 19741.4134 | 85.6789 | 75.6032 | 66.3666 | 3.1915 | 422.6573 | 191.8171 | CALGARY | ALBERTA | 64.7111 | 11.2093 | 0 | 75.9204 | 6.1333 | 0.79969 | 0 | 6.9329 | 0 | 0.02072 | 0 | 0 | 0.29487 | 0.076468 | 0.00014853 | 0.16332 | 0.09999 | 0.08811 | 0.22214 | 0.008418 | 0.51701 | 0.058811 | 35.3947 | 72.8535 | Natural Gas | 33.3 | 0.757 | [5 empty] | 0.138 | 0.21 | 1.9 |  | 0 | Calgary Intl AP | CAN | 64 | 4781 | 51.114 | -114.02 | 7a | 5000 | AB | CAN_AB_Calgary.Intl.AP.718770_CWEC2016.epw | 0 | 0 | 0 | 0 | 293.01 | 249.2341 | 2.9075 | 0.011666 | 1062.69 | 0.1 | 2021-03-24 15:10:29 +0000 | eef80c06 | 0.2.11 | :adv_dx_units: NECB_Default :analysis_id: 6a87033d-ede6-4783-acf8-880bd0e50e61 :analysis_name: baseline-2021-03-24 :boiler_eff: NECB_Default :btap_batch_version: 1.0.002 :building_type: MediumOffice :compute_environment: aws_batch :datapoint_id: d21092b0-579e-4150-9bd9-ad31de4eb5c0 :daylighting_type: NECB_Default :dcv_type: NECB_Default :door_construction_cond: NECB_Default :ecm_system_name: NECB_Default :enable_costing: true :epw_file: CAN_AB_Calgary.Intl.AP.718770_CWEC2016.epw :erv_package: NECB_Default :ext_floor_cond: NECB_Default :ext_roof_cond: NECB_Default :ext_wall_cond: NECB_Default :fdwr_set: NECB_Default :fixed_wind_solar_trans: NECB_Default :fixed_window_cond: NECB_Default :furnace_eff: NECB_Default :glass_door_cond: NECB_Default :glass_door_solar_trans: NECB_Default :ground_floor_cond: NECB_Default :ground_roof_cond: NECB_Default :ground_wall_cond: NECB_Default :lights_scale: NECB_Default :lights_type: NECB_Default :overhead_door_cond: NECB_Default :primary_heating_fuel: NaturalGas :pv_ground_azimuth_angle: NECB_Default :pv_ground_module_description: NECB_Default :pv_ground_tilt_angle: NECB_Default :pv_ground_total_area_pv_panels_m2: NECB_Default :pv_ground_type: NECB_Default :rotation_degrees: NECB_Default :run_annual_simulation: true :s3_bucket: '834599497928' :scale_x: NECB_Default :scale_y: NECB_Default :scale_z: NECB_Default :shw_eff: NECB_Default :skylight_cond: NECB_Default :skylight_solar_trans: NECB_Default :srr_set: NECB_Default :template: NECB2017 | 0.0010156 | TRUE | 680.7878 |  | https://s3.console.aws.amazon.com/s3/buckets/834599497928?region=ca-central-1&prefix=sara.gilani/baseline-2021-03-24/6a87033d-ede6-4783-acf8-880bd0e50e61/output/d21092b0-579e-4150-9bd9-ad31de4eb5c0/ | 1.0.002 | 0 | 0 |  | 0 | 0 | tier_1 | 0
120 | 0 |  | NECB_Default | NECB_Default | NECB_Default | NECB_Default | NECB_Default | NECB_Default | NECB_Default | NECB_Default | MediumOffice | NECB2017 | CAN_AB_Calgary.Intl.AP.718770_CWEC2016.epw | Electricity | NECB_Default | NECB_Default | NECB_Default | NECB_Default | NECB_Default | NECB_Default | NECB_Default | NECB_Default | NECB_Default | NECB_Default | NECB_Default | NECB_Default | NECB_Default | NECB_Default | NECB_Default | NECB_Default | NECB_Default | NECB_Default | NECB_Default | NECB_Default | NECB_Default | NECB_Default | NECB_Default | NECB_Default | NECB_Default | NECB_Default | NECB_Default | aws_batch | 834599497928 | [5 empty] | baseline-2021-03-24 | 6a87033d-ede6-4783-acf8-880bd0e50e61 | TRUE | TRUE | 436aeeb4-b0fe-4055-9f0c-1329fde48ecd |  | 4982.19 | 3638.3973 | 33.3 | MediumOffice |  |  | 0 | MediumOffice | 3 |  | 3 | NECB2017 | 0.1843 | 19741.4134 | 85.6789 | 48.9568 | 66.3666 | 11.5369 | 397.3243 | 184.785 | CALGARY | ALBERTA | 101.2215 | 0 | 0 | 101.2215 | 9.5937 | 0 | 0 | 9.5937 | 0 | 0.020722 | 0 | 0 | 0.46124 | 0.076412 | 0.00014853 | 0.12068 | 0.09999 | 0.08811 | 0 | 0.0080748 | 0.46124 | 0.046084 | 58.6458 | 0 | Electricity | 33.3 | 0.757 | [5 empty] | 0.138 | 0.21 | 1.9 |  | 0 | Calgary Intl AP | CAN | 64 | 4781 | 51.114 | -114.02 | 7a | 5000 | AB | CAN_AB_Calgary.Intl.AP.718770_CWEC2016.epw | 0 | 0.62818 | 0.0025204 | 229.6 | 0 | 249.2341 | 2.9075 | 0.011666 | 1062.69 | 0.1 | 2021-03-24 15:10:21 +0000 | eef80c06 | 0.2.11 | :adv_dx_units: NECB_Default :analysis_id: 6a87033d-ede6-4783-acf8-880bd0e50e61 :analysis_name: baseline-2021-03-24 :boiler_eff: NECB_Default :btap_batch_version: 1.0.002 :building_type: MediumOffice :compute_environment: aws_batch :datapoint_id: 436aeeb4-b0fe-4055-9f0c-1329fde48ecd :daylighting_type: NECB_Default :dcv_type: NECB_Default :door_construction_cond: NECB_Default :ecm_system_name: NECB_Default :enable_costing: true :epw_file: CAN_AB_Calgary.Intl.AP.718770_CWEC2016.epw :erv_package: NECB_Default :ext_floor_cond: NECB_Default :ext_roof_cond: NECB_Default :ext_wall_cond: NECB_Default :fdwr_set: NECB_Default :fixed_wind_solar_trans: NECB_Default :fixed_window_cond: NECB_Default :furnace_eff: NECB_Default :glass_door_cond: NECB_Default :glass_door_solar_trans: NECB_Default :ground_floor_cond: NECB_Default :ground_roof_cond: NECB_Default :ground_wall_cond: NECB_Default :lights_scale: NECB_Default :lights_type: NECB_Default :overhead_door_cond: NECB_Default :primary_heating_fuel: Electricity :pv_ground_azimuth_angle: NECB_Default :pv_ground_module_description: NECB_Default :pv_ground_tilt_angle: NECB_Default :pv_ground_total_area_pv_panels_m2: NECB_Default :pv_ground_type: NECB_Default :rotation_degrees: NECB_Default :run_annual_simulation: true :s3_bucket: '834599497928' :scale_x: NECB_Default :scale_y: NECB_Default :scale_z: NECB_Default :shw_eff: NECB_Default :skylight_cond: NECB_Default :skylight_solar_trans: NECB_Default :srr_set: NECB_Default :template: NECB2017 | 0.0010156 | TRUE | 681.3785 |  | https://s3.console.aws.amazon.com/s3/buckets/834599497928?region=ca-central-1&prefix=sara.gilani/baseline-2021-03-24/6a87033d-ede6-4783-acf8-880bd0e50e61/output/436aeeb4-b0fe-4055-9f0c-1329fde48ecd/ | 1.0.002 | 0 | 0 |  | 0 | 0 | tier_1 | 0
121 | 0 |  | NECB_Default | NECB_Default | NECB_Default | NECB_Default | NECB_Default | NECB_Default | NECB_Default | NECB_Default | MediumOffice | NECB2015 | CAN_YT_Whitehorse.Intl.AP.719640_CWEC2016.epw | NaturalGas | NECB_Default | NECB_Default | NECB_Default | NECB_Default | NECB_Default | NECB_Default | NECB_Default | NECB_Default | NECB_Default | NECB_Default | NECB_Default | NECB_Default | NECB_Default | NECB_Default | NECB_Default | NECB_Default | NECB_Default | NECB_Default | NECB_Default | NECB_Default | NECB_Default | NECB_Default | NECB_Default | NECB_Default | NECB_Default | NECB_Default | NECB_Default | aws_batch | 834599497928 | [5 empty] | baseline-2021-03-24 | 6a87033d-ede6-4783-acf8-880bd0e50e61 | TRUE | TRUE | ae5eee98-c526-4b32-aa80-0a890f06e5b4 |  | 4982.19 | 3638.3973 | 22.8 | MediumOffice |  |  | 0 | MediumOffice | 3 |  | 3 | NECB2015 | 0.1843 | 19741.4134 | 67.3572 | 61.2842 | 59.5634 | 3.0295 | 339.1067 | 147.8723 | WHITEHORSE | YUKON | 4.1131 | 13.0942 | 0 | 17.2073 | 9.4195 | 2.3867 | 0 | 11.8062 | 0 | 0.007292 | 0 | 0 | 0.26444 | 0.04478 | 0 | 0.20012 | 0.09999 | 0.10739 | 0.26315 | 0.0046947 | 0.52759 | 0.063022 | 31.2265 | 69.1201 | Natural Gas | 22.8 | 0.757 | [5 empty] | 0.162 | 0.21 | 2.2 |  | 0 | Whitehorse Intl AP | CAN | 5 | 6491 | 60.709 | -135.069 | 7b | 6580 | YT | CAN_YT_Whitehorse.Intl.AP.719640_CWEC2016.epw | 0 | 0 | 0 | 0 | 313.99 | 249.2341 | 2.9075 | 0.011666 | 1062.69 | 0.1 | 2021-03-24 15:10:31 +0000 | eef80c06 | 0.2.11 | :adv_dx_units: NECB_Default :analysis_id: 6a87033d-ede6-4783-acf8-880bd0e50e61 :analysis_name: baseline-2021-03-24 :boiler_eff: NECB_Default :btap_batch_version: 1.0.002 :building_type: MediumOffice :compute_environment: aws_batch :datapoint_id: ae5eee98-c526-4b32-aa80-0a890f06e5b4 :daylighting_type: NECB_Default :dcv_type: NECB_Default :door_construction_cond: NECB_Default :ecm_system_name: NECB_Default :enable_costing: true :epw_file: CAN_YT_Whitehorse.Intl.AP.719640_CWEC2016.epw :erv_package: NECB_Default :ext_floor_cond: NECB_Default :ext_roof_cond: NECB_Default :ext_wall_cond: NECB_Default :fdwr_set: NECB_Default :fixed_wind_solar_trans: NECB_Default :fixed_window_cond: NECB_Default :furnace_eff: NECB_Default :glass_door_cond: NECB_Default :glass_door_solar_trans: NECB_Default :ground_floor_cond: NECB_Default :ground_roof_cond: NECB_Default :ground_wall_cond: NECB_Default :lights_scale: NECB_Default :lights_type: NECB_Default :overhead_door_cond: NECB_Default :primary_heating_fuel: NaturalGas :pv_ground_azimuth_angle: NECB_Default :pv_ground_module_description: NECB_Default :pv_ground_tilt_angle: NECB_Default :pv_ground_total_area_pv_panels_m2: NECB_Default :pv_ground_type: NECB_Default :rotation_degrees: NECB_Default :run_annual_simulation: true :s3_bucket: '834599497928' :scale_x: NECB_Default :scale_y: NECB_Default :scale_z: NECB_Default :shw_eff: NECB_Default :skylight_cond: NECB_Default :skylight_solar_trans: NECB_Default :srr_set: NECB_Default :template: NECB2015 | 0.00029304 | TRUE | 682.112 |  | https://s3.console.aws.amazon.com/s3/buckets/834599497928?region=ca-central-1&prefix=sara.gilani/baseline-2021-03-24/6a87033d-ede6-4783-acf8-880bd0e50e61/output/ae5eee98-c526-4b32-aa80-0a890f06e5b4/ | 1.0.002 | 0 | 0 |  | 0 | 0 | tier_1 | 0
122 | 0 |  | NECB_Default | NECB_Default | NECB_Default | NECB_Default | NECB_Default | NECB_Default | NECB_Default | NECB_Default | MediumOffice | NECB2017 | CAN_ON_Toronto.Pearson.Intl.AP.716240_CWEC2016.epw | NaturalGas | NECB_Default | NECB_Default | NECB_Default | NECB_Default | NECB_Default | NECB_Default | NECB_Default | NECB_Default | NECB_Default | NECB_Default | NECB_Default | NECB_Default | NECB_Default | NECB_Default | NECB_Default | NECB_Default | NECB_Default | NECB_Default | NECB_Default | NECB_Default | NECB_Default | NECB_Default | NECB_Default | NECB_Default | NECB_Default | NECB_Default | NECB_Default | aws_batch | 834599497928 | [5 empty] | baseline-2021-03-24 | 6a87033d-ede6-4783-acf8-880bd0e50e61 | TRUE | TRUE | 9fc09d70-50c8-46fc-8f0a-fe96ef1bb0a7 |  | 4982.19 | 3638.3973 | 40 | MediumOffice |  |  | 0 | MediumOffice | 3 |  | 3 | NECB2017 | 0.1843 | 19741.4134 | 92.0129 | 80.2587 | 66.698 | 3.2248 | 436.4299 | 194.2355 | TORONTO | ONTARIO | 1.7074 | 10.8983 | 0 | 12.6057 | 13.6796 | 1.923 | 0 | 15.6026 | 0 | 0.037215 | 0 | 0 | 0.30741 | 0.065887 | 0.00077476 | 0.16606 | 0.09999 | 0.08811 | 0.22053 | 0.012968 | 0.52793 | 0.054464 | 38.4504 | 80.2019 | Natural Gas | 40 | 0.757 | [5 empty] | 0.156 | 0.278 | 1.9 |  | 0 | Toronto Pearson Intl AP | CAN | 382 | 3615 | 43.677 | -79.631 | 5 | 3890 | ON | CAN_ON_Toronto.Pearson.Intl.AP.716240_CWEC2016.epw | 0 | 0 | 0 | 0 | 271.35 | 249.2341 | 2.9075 | 0.011666 | 1062.69 | 0.1 | 2021-03-24 15:10:15 +0000 | eef80c06 | 0.2.11 | :adv_dx_units: NECB_Default :analysis_id: 6a87033d-ede6-4783-acf8-880bd0e50e61 :analysis_name: baseline-2021-03-24 :boiler_eff: NECB_Default :btap_batch_version: 1.0.002 :building_type: MediumOffice :compute_environment: aws_batch :datapoint_id: 9fc09d70-50c8-46fc-8f0a-fe96ef1bb0a7 :daylighting_type: NECB_Default :dcv_type: NECB_Default :door_construction_cond: NECB_Default :ecm_system_name: NECB_Default :enable_costing: true :epw_file: CAN_ON_Toronto.Pearson.Intl.AP.716240_CWEC2016.epw :erv_package: NECB_Default :ext_floor_cond: NECB_Default :ext_roof_cond: NECB_Default :ext_wall_cond: NECB_Default :fdwr_set: NECB_Default :fixed_wind_solar_trans: NECB_Default :fixed_window_cond: NECB_Default :furnace_eff: NECB_Default :glass_door_cond: NECB_Default :glass_door_solar_trans: NECB_Default :ground_floor_cond: NECB_Default :ground_roof_cond: NECB_Default :ground_wall_cond: NECB_Default :lights_scale: NECB_Default :lights_type: NECB_Default :overhead_door_cond: NECB_Default :primary_heating_fuel: NaturalGas :pv_ground_azimuth_angle: NECB_Default :pv_ground_module_description: NECB_Default :pv_ground_tilt_angle: NECB_Default :pv_ground_total_area_pv_panels_m2: NECB_Default :pv_ground_type: NECB_Default :rotation_degrees: NECB_Default :run_annual_simulation: true :s3_bucket: '834599497928' :scale_x: NECB_Default :scale_y: NECB_Default :scale_z: NECB_Default :shw_eff: NECB_Default :skylight_cond: NECB_Default :skylight_solar_trans: NECB_Default :srr_set: NECB_Default :template: NECB2017 | 0.0024628 | TRUE | 681.9752 |  | https://s3.console.aws.amazon.com/s3/buckets/834599497928?region=ca-central-1&prefix=sara.gilani/baseline-2021-03-24/6a87033d-ede6-4783-acf8-880bd0e50e61/output/9fc09d70-50c8-46fc-8f0a-fe96ef1bb0a7/ | 1.0.002 | 0 | 0 |  | 0 | 0 | tier_1 | 0
123 | 0 |  | NECB_Default | NECB_Default | NECB_Default | NECB_Default | NECB_Default | NECB_Default | NECB_Default | NECB_Default | MediumOffice | NECB2017 | CAN_YT_Whitehorse.Intl.AP.719640_CWEC2016.epw | NaturalGas | NECB_Default | NECB_Default | NECB_Default | NECB_Default | NECB_Default | NECB_Default | NECB_Default | NECB_Default | NECB_Default | NECB_Default | NECB_Default | NECB_Default | NECB_Default | NECB_Default | NECB_Default | NECB_Default | NECB_Default | NECB_Default | NECB_Default | NECB_Default | NECB_Default | NECB_Default | NECB_Default | NECB_Default | NECB_Default | NECB_Default | NECB_Default | aws_batch | 834599497928 | [5 empty] | baseline-2021-03-24 | 6a87033d-ede6-4783-acf8-880bd0e50e61 | TRUE | TRUE | 8d3698c2-8eb2-4ab9-b0d5-778704d29ad8 |  | 4982.19 | 3638.3973 | 22.8 | MediumOffice |  |  | 0 | MediumOffice | 3 |  | 3 | NECB2017 | 0.1843 | 19741.4134 | 68.7891 | 60.993 | 59.5634 | 3.0295 | 334.2227 | 141.8477 | WHITEHORSE | YUKON | 3.7809 | 12.5661 | 0 | 16.347 | 8.6589 | 2.2905 | 0 | 10.9493 | 0 | 0.007023 | 0 | 0 | 0.24309 | 0.043057 | 9.6343e-05 | 0.1895 | 0.09999 | 0.08811 | 0.25253 | 0.0045321 | 0.49562 | 0.063029 | 29.0413 | 73.8693 | Natural Gas | 22.8 | 0.757 | [5 empty] | 0.138 | 0.21 | 1.9 |  | 0 | Whitehorse Intl AP | CAN | 5 | 6491 | 60.709 | -135.069 | 7b | 6580 | YT | CAN_YT_Whitehorse.Intl.AP.719640_CWEC2016.epw | 0 | 0 | 0 | 0 | 314.02 | 249.2341 | 2.9075 | 0.011666 | 1062.69 | 0.1 | 2021-03-24 15:10:38 +0000 | eef80c06 | 0.2.11 | :adv_dx_units: NECB_Default :analysis_id: 6a87033d-ede6-4783-acf8-880bd0e50e61 :analysis_name: baseline-2021-03-24 :boiler_eff: NECB_Default :btap_batch_version: 1.0.002 :building_type: MediumOffice :compute_environment: aws_batch :datapoint_id: 8d3698c2-8eb2-4ab9-b0d5-778704d29ad8 :daylighting_type: NECB_Default :dcv_type: NECB_Default :door_construction_cond: NECB_Default :ecm_system_name: NECB_Default :enable_costing: true :epw_file: CAN_YT_Whitehorse.Intl.AP.719640_CWEC2016.epw :erv_package: NECB_Default :ext_floor_cond: NECB_Default :ext_roof_cond: NECB_Default :ext_wall_cond: NECB_Default :fdwr_set: NECB_Default :fixed_wind_solar_trans: NECB_Default :fixed_window_cond: NECB_Default :furnace_eff: NECB_Default :glass_door_cond: NECB_Default :glass_door_solar_trans: NECB_Default :ground_floor_cond: NECB_Default :ground_roof_cond: NECB_Default :ground_wall_cond: NECB_Default :lights_scale: NECB_Default :lights_type: NECB_Default :overhead_door_cond: NECB_Default :primary_heating_fuel: NaturalGas :pv_ground_azimuth_angle: NECB_Default :pv_ground_module_description: NECB_Default :pv_ground_tilt_angle: NECB_Default :pv_ground_total_area_pv_panels_m2: NECB_Default :pv_ground_type: NECB_Default :rotation_degrees: NECB_Default :run_annual_simulation: true :s3_bucket: '834599497928' :scale_x: NECB_Default :scale_y: NECB_Default :scale_z: NECB_Default :shw_eff: NECB_Default :skylight_cond: NECB_Default :skylight_solar_trans: NECB_Default :srr_set: NECB_Default :template: NECB2017 | 0.000281 | TRUE | 682.6722 |  | https://s3.console.aws.amazon.com/s3/buckets/834599497928?region=ca-central-1&prefix=sara.gilani/baseline-2021-03-24/6a87033d-ede6-4783-acf8-880bd0e50e61/output/8d3698c2-8eb2-4ab9-b0d5-778704d29ad8/ | 1.0.002 | 0 | 0 |  | 0 | 0 | tier_1 | 0
124 | 0 |  | NECB_Default | NECB_Default | NECB_Default | NECB_Default | NECB_Default | NECB_Default | NECB_Default | NECB_Default | LargeOffice | NECB2011 | CAN_YT_Whitehorse.Intl.AP.719640_CWEC2016.epw | Electricity | NECB_Default | NECB_Default | NECB_Default | NECB_Default | NECB_Default | NECB_Default | NECB_Default | NECB_Default | NECB_Default | NECB_Default | NECB_Default | NECB_Default | NECB_Default | NECB_Default | NECB_Default | NECB_Default | NECB_Default | NECB_Default | NECB_Default | NECB_Default | NECB_Default | NECB_Default | NECB_Default | NECB_Default | NECB_Default | NECB_Default | NECB_Default | aws_batch | 834599497928 | [5 empty] | baseline-2021-03-24 | 6a87033d-ede6-4783-acf8-880bd0e50e61 | TRUE | TRUE | d4455c15-9e8a-4089-b517-d96cdde8abe9 |  | 46320.38 | 15152.6411 | 22.8 | LargeOffice |  |  | 0 | LargeOffice | 12 |  | 13 | NECB2011 | 0.085057 | 178146.0371 | 24.2396 | 21.1706 | 57.3911 | 3.6968 | 209.8802 | 103.3821 | WHITEHORSE | YUKON | 6.1304 | 0 | 0 | 6.1304 | 14.0395 | 0 | 0 | 14.0395 | 0 | 0.0064956 | 0 | 0 | 0.39415 | 0.061513 | 0.0011969 | 0.057536 | 0.094755 | 0.11764 | 0 | 0.0096469 | 0.39415 | 0.044938 | 49.3657 | 0 | Electricity | 22.8 | 0.757 |  | 0.284 |  |  |  | 0.162 | 0.21 | 2.2 |  | 0 | Whitehorse Intl AP | CAN | 5 | 6491 | 60.709 | -135.069 | 7b | 6580 | YT | CAN_YT_Whitehorse.Intl.AP.719640_CWEC2016.epw | 0 | 5.695 | 0.002455 | 2081.54 | 0 | 2319.7343 | 25.7352 | 0.011094 | 9406.2 | 0.1 | 2021-03-24 15:10:38 +0000 | eef80c06 | 0.2.11 | :adv_dx_units: NECB_Default :analysis_id: 6a87033d-ede6-4783-acf8-880bd0e50e61 :analysis_name: baseline-2021-03-24 :boiler_eff: NECB_Default :btap_batch_version: 1.0.002 :building_type: LargeOffice :compute_environment: aws_batch :datapoint_id: d4455c15-9e8a-4089-b517-d96cdde8abe9 :daylighting_type: NECB_Default :dcv_type: NECB_Default :door_construction_cond: NECB_Default :ecm_system_name: NECB_Default :enable_costing: true :epw_file: CAN_YT_Whitehorse.Intl.AP.719640_CWEC2016.epw :erv_package: NECB_Default :ext_floor_cond: NECB_Default :ext_roof_cond: NECB_Default :ext_wall_cond: NECB_Default :fdwr_set: NECB_Default :fixed_wind_solar_trans: NECB_Default :fixed_window_cond: NECB_Default :furnace_eff: NECB_Default :glass_door_cond: NECB_Default :glass_door_solar_trans: NECB_Default :ground_floor_cond: NECB_Default :ground_roof_cond: NECB_Default :ground_wall_cond: NECB_Default :lights_scale: NECB_Default :lights_type: NECB_Default :overhead_door_cond: NECB_Default :primary_heating_fuel: Electricity :pv_ground_azimuth_angle: NECB_Default :pv_ground_module_description: NECB_Default :pv_ground_tilt_angle: NECB_Default :pv_ground_total_area_pv_panels_m2: NECB_Default :pv_ground_type: NECB_Default :rotation_degrees: NECB_Default :run_annual_simulation: true :s3_bucket: '834599497928' :scale_x: NECB_Default :scale_y: NECB_Default :scale_z: NECB_Default :shw_eff: NECB_Default :skylight_cond: NECB_Default :skylight_solar_trans: NECB_Default :srr_set: NECB_Default :template: NECB2011 | 0.00042271 | TRUE | 682.3895 |  | https://s3.console.aws.amazon.com/s3/buckets/834599497928?region=ca-central-1&prefix=sara.gilani/baseline-2021-03-24/6a87033d-ede6-4783-acf8-880bd0e50e61/output/d4455c15-9e8a-4089-b517-d96cdde8abe9/ | 1.0.002 | 0 | 0 |  | 0 | 0 | tier_1 | 0
125 | 0 |  | NECB_Default | NECB_Default | NECB_Default | NECB_Default | NECB_Default | NECB_Default | NECB_Default | NECB_Default | LargeOffice | NECB2011 | CAN_BC_Vancouver.Intl.AP.718920_CWEC2016.epw | Electricity | NECB_Default | NECB_Default | NECB_Default | NECB_Default | NECB_Default | NECB_Default | NECB_Default | NECB_Default | NECB_Default | NECB_Default | NECB_Default | NECB_Default | NECB_Default | NECB_Default | NECB_Default | NECB_Default | NECB_Default | NECB_Default | NECB_Default | NECB_Default | NECB_Default | NECB_Default | NECB_Default | NECB_Default | NECB_Default | NECB_Default | NECB_Default | aws_batch | 834599497928 | [5 empty] | baseline-2021-03-24 | 6a87033d-ede6-4783-acf8-880bd0e50e61 | TRUE | TRUE | 733fd9f5-e947-4af6-946d-f314e47cc781 |  | 46320.38 | 15152.6411 | 40 | LargeOffice |  |  | 0 | LargeOffice | 12 |  | 13 | NECB2011 | 0.085057 | 178146.0371 | 27.5211 | 22.9731 | 58.1151 | 3.7522 | 227.287 | 114.9255 | VANCOUVER | BRITISH COLUMBIA | 1.0897 | 0 | 0 | 1.0897 | 10.8819 | 0 | 0 | 10.8819 | 0 | 0.018016 | 0 | 0 | 0.38452 | 0.069527 | 0.0012884 | 0.034928 | 0.094755 | 0.11764 | 0 | 0.010215 | 0.38452 | 0.036762 | 40.113 | 0 | Electricity | 40 | 0.757 |  | 0.568 |  |  |  | 0.227 | 0.315 | 2.4 |  | 0 | Vancouver Intl AP | CAN | 42 | 2797 | 49.195 | -123.184 | 4 | 2800 | BC | CAN_BC_Vancouver.Intl.AP.718920_CWEC2016.epw | 0 | 4.659 | 0.0020084 | 1702.85 | 0 | 2319.7343 | 25.7352 | 0.011094 | 9406.2 | 0.1 | 2021-03-24 15:10:39 +0000 | eef80c06 | 0.2.11 | :adv_dx_units: NECB_Default :analysis_id: 6a87033d-ede6-4783-acf8-880bd0e50e61 :analysis_name: baseline-2021-03-24 :boiler_eff: NECB_Default :btap_batch_version: 1.0.002 :building_type: LargeOffice :compute_environment: aws_batch :datapoint_id: 733fd9f5-e947-4af6-946d-f314e47cc781 :daylighting_type: NECB_Default :dcv_type: NECB_Default :door_construction_cond: NECB_Default :ecm_system_name: NECB_Default :enable_costing: true :epw_file: CAN_BC_Vancouver.Intl.AP.718920_CWEC2016.epw :erv_package: NECB_Default :ext_floor_cond: NECB_Default :ext_roof_cond: NECB_Default :ext_wall_cond: NECB_Default :fdwr_set: NECB_Default :fixed_wind_solar_trans: NECB_Default :fixed_window_cond: NECB_Default :furnace_eff: NECB_Default :glass_door_cond: NECB_Default :glass_door_solar_trans: NECB_Default :ground_floor_cond: NECB_Default :ground_roof_cond: NECB_Default :ground_wall_cond: NECB_Default :lights_scale: NECB_Default :lights_type: NECB_Default :overhead_door_cond: NECB_Default :primary_heating_fuel: Electricity :pv_ground_azimuth_angle: NECB_Default :pv_ground_module_description: NECB_Default :pv_ground_tilt_angle: NECB_Default :pv_ground_total_area_pv_panels_m2: NECB_Default :pv_ground_type: NECB_Default :rotation_degrees: NECB_Default :run_annual_simulation: true :s3_bucket: '834599497928' :scale_x: NECB_Default :scale_y: NECB_Default :scale_z: NECB_Default :shw_eff: NECB_Default :skylight_cond: NECB_Default :skylight_solar_trans: NECB_Default :srr_set: NECB_Default :template: NECB2011 | 0.0013836 | TRUE | 683.2978 |  | https://s3.console.aws.amazon.com/s3/buckets/834599497928?region=ca-central-1&prefix=sara.gilani/baseline-2021-03-24/6a87033d-ede6-4783-acf8-880bd0e50e61/output/733fd9f5-e947-4af6-946d-f314e47cc781/ | 1.0.002 | 0 | 0 |  | 0 | 0 | tier_1 | 0
126 | 0 |  | NECB_Default | NECB_Default | NECB_Default | NECB_Default | NECB_Default | NECB_Default | NECB_Default | NECB_Default | LargeOffice | NECB2011 | CAN_NS_Halifax.Dockyard.713280_CWEC2016.epw | Electricity | NECB_Default | NECB_Default | NECB_Default | NECB_Default | NECB_Default | NECB_Default | NECB_Default | NECB_Default | NECB_Default | NECB_Default | NECB_Default | NECB_Default | NECB_Default | NECB_Default | NECB_Default | NECB_Default | NECB_Default | NECB_Default | NECB_Default | NECB_Default | NECB_Default | NECB_Default | NECB_Default | NECB_Default | NECB_Default | NECB_Default | NECB_Default | aws_batch | 834599497928 | [5 empty] | baseline-2021-03-24 | 6a87033d-ede6-4783-acf8-880bd0e50e61 | TRUE | TRUE | 72e95d33-404b-44b8-a28b-9e8282db15dd |  | 46320.38 | 15152.6411 | 40 | LargeOffice |  |  | 0 | LargeOffice | 12 |  | 13 | NECB2011 | 0.085057 | 178146.0371 | 25.2932 | 23.0202 | 57.8727 | 3.7266 | 223.9112 | 113.9985 | HALIFAX | NOVA SCOTIA | 79.7918 | 0 | 0 | 79.7918 | 15.6487 | 0 | 0 | 15.6487 | 0 | 0.019808 | 0 | 0 | 0.39348 | 0.069763 | 0.002932 | 0.038258 | 0.094755 | 0.11764 | 0 | 0.010153 | 0.39348 | 0.038594 | 40.0611 | 0 | Electricity | 40 | 0.757 |  | 0.284 |  |  |  | 0.183 | 0.247 | 2.2 |  | 0 | Halifax Dockyard | CAN | 112 | 3647 | 44.655 | -63.577 | 6 | 4000 | NS | CAN_NS_Halifax.Dockyard.713280_CWEC2016.epw | 0 | 4.891 | 0.0022303 | 1787.67 | 0 | 2192.9915 | 25.7352 | 0.011735 | 9406.2 | 0.1 | 2021-03-24 15:11:06 +0000 | eef80c06 | 0.2.11 | :adv_dx_units: NECB_Default :analysis_id: 6a87033d-ede6-4783-acf8-880bd0e50e61 :analysis_name: baseline-2021-03-24 :boiler_eff: NECB_Default :btap_batch_version: 1.0.002 :building_type: LargeOffice :compute_environment: aws_batch :datapoint_id: 72e95d33-404b-44b8-a28b-9e8282db15dd :daylighting_type: NECB_Default :dcv_type: NECB_Default :door_construction_cond: NECB_Default :ecm_system_name: NECB_Default :enable_costing: true :epw_file: CAN_NS_Halifax.Dockyard.713280_CWEC2016.epw :erv_package: NECB_Default :ext_floor_cond: NECB_Default :ext_roof_cond: NECB_Default :ext_wall_cond: NECB_Default :fdwr_set: NECB_Default :fixed_wind_solar_trans: NECB_Default :fixed_window_cond: NECB_Default :furnace_eff: NECB_Default :glass_door_cond: NECB_Default :glass_door_solar_trans: NECB_Default :ground_floor_cond: NECB_Default :ground_roof_cond: NECB_Default :ground_wall_cond: NECB_Default :lights_scale: NECB_Default :lights_type: NECB_Default :overhead_door_cond: NECB_Default :primary_heating_fuel: Electricity :pv_ground_azimuth_angle: NECB_Default :pv_ground_module_description: NECB_Default :pv_ground_tilt_angle: NECB_Default :pv_ground_total_area_pv_panels_m2: NECB_Default :pv_ground_type: NECB_Default :rotation_degrees: NECB_Default :run_annual_simulation: true :s3_bucket: '834599497928' :scale_x: NECB_Default :scale_y: NECB_Default :scale_z: NECB_Default :shw_eff: NECB_Default :skylight_cond: NECB_Default :skylight_solar_trans: NECB_Default :srr_set: NECB_Default :template: NECB2011 | 0.0015736 | TRUE | 740.9164 |  | https://s3.console.aws.amazon.com/s3/buckets/834599497928?region=ca-central-1&prefix=sara.gilani/baseline-2021-03-24/6a87033d-ede6-4783-acf8-880bd0e50e61/output/72e95d33-404b-44b8-a28b-9e8282db15dd/ | 1.0.002 | 0 | 0 |  | 0 | 0 | tier_1 | 0
127 | 0 |  | NECB_Default | NECB_Default | NECB_Default | NECB_Default | NECB_Default | NECB_Default | NECB_Default | NECB_Default | MediumOffice | NECB2017 | CAN_BC_Vancouver.Intl.AP.718920_CWEC2016.epw | NaturalGas | NECB_Default | NECB_Default | NECB_Default | NECB_Default | NECB_Default | NECB_Default | NECB_Default | NECB_Default | NECB_Default | NECB_Default | NECB_Default | NECB_Default | NECB_Default | NECB_Default | NECB_Default | NECB_Default | NECB_Default | NECB_Default | NECB_Default | NECB_Default | NECB_Default | NECB_Default | NECB_Default | NECB_Default | NECB_Default | NECB_Default | NECB_Default | aws_batch | 834599497928 | [5 empty] | baseline-2021-03-24 | 6a87033d-ede6-4783-acf8-880bd0e50e61 | TRUE | TRUE | 001c0cae-c0cf-4bde-a35d-7ef7b297b93a |  | 4982.19 | 3638.3973 | 40 | MediumOffice |  |  | 0 | MediumOffice | 3 |  | 3 | NECB2017 | 0.1843 | 19741.4134 | 80.4855 | 64.485 | 60.268 | 3.1221 | 378.3668 | 170.0062 | VANCOUVER | BRITISH COLUMBIA | 0.80347 | 10.0028 | 0 | 10.8062 | 8.0234 | 2.244 | 0 | 10.2674 | 0 | 0.022926 | 0 | 0 | 0.28351 | 0.057001 | 0 | 0.14539 | 0.09999 | 0.08811 | 0.19841 | 0.014267 | 0.48192 | 0.053017 | 34.0467 | 44.3932 | Natural Gas | 40 | 0.757 | [5 empty] | 0.193 | 0.315 | 2.1 |  | 0 | Vancouver Intl AP | CAN | 42 | 2797 | 49.195 | -123.184 | 4 | 2800 | BC | CAN_BC_Vancouver.Intl.AP.718920_CWEC2016.epw | 0 | 0 | 0 | 0 | 264.14 | 249.2341 | 2.9075 | 0.011666 | 1062.69 | 0.1 | 2021-03-24 15:10:45 +0000 | eef80c06 | 0.2.11 | :adv_dx_units: NECB_Default :analysis_id: 6a87033d-ede6-4783-acf8-880bd0e50e61 :analysis_name: baseline-2021-03-24 :boiler_eff: NECB_Default :btap_batch_version: 1.0.002 :building_type: MediumOffice :compute_environment: aws_batch :datapoint_id: 001c0cae-c0cf-4bde-a35d-7ef7b297b93a :daylighting_type: NECB_Default :dcv_type: NECB_Default :door_construction_cond: NECB_Default :ecm_system_name: NECB_Default :enable_costing: true :epw_file: CAN_BC_Vancouver.Intl.AP.718920_CWEC2016.epw :erv_package: NECB_Default :ext_floor_cond: NECB_Default :ext_roof_cond: NECB_Default :ext_wall_cond: NECB_Default :fdwr_set: NECB_Default :fixed_wind_solar_trans: NECB_Default :fixed_window_cond: NECB_Default :furnace_eff: NECB_Default :glass_door_cond: NECB_Default :glass_door_solar_trans: NECB_Default :ground_floor_cond: NECB_Default :ground_roof_cond: NECB_Default :ground_wall_cond: NECB_Default :lights_scale: NECB_Default :lights_type: NECB_Default :overhead_door_cond: NECB_Default :primary_heating_fuel: NaturalGas :pv_ground_azimuth_angle: NECB_Default :pv_ground_module_description: NECB_Default :pv_ground_tilt_angle: NECB_Default :pv_ground_total_area_pv_panels_m2: NECB_Default :pv_ground_type: NECB_Default :rotation_degrees: NECB_Default :run_annual_simulation: true :s3_bucket: '834599497928' :scale_x: NECB_Default :scale_y: NECB_Default :scale_z: NECB_Default :shw_eff: NECB_Default :skylight_cond: NECB_Default :skylight_solar_trans: NECB_Default :srr_set: NECB_Default :template: NECB2017 | 0.0012163 | TRUE | 742.1121 |  | https://s3.console.aws.amazon.com/s3/buckets/834599497928?region=ca-central-1&prefix=sara.gilani/baseline-2021-03-24/6a87033d-ede6-4783-acf8-880bd0e50e61/output/001c0cae-c0cf-4bde-a35d-7ef7b297b93a/ | 1.0.002 | 0 | 0 |  | 0 | 0 | tier_1 | 0
128 | 0 |  | NECB_Default | NECB_Default | NECB_Default | NECB_Default | NECB_Default | NECB_Default | NECB_Default | NECB_Default | LargeOffice | NECB2011 | CAN_ON_Toronto.Pearson.Intl.AP.716240_CWEC2016.epw | Electricity | NECB_Default | NECB_Default | NECB_Default | NECB_Default | NECB_Default | NECB_Default | NECB_Default | NECB_Default | NECB_Default | NECB_Default | NECB_Default | NECB_Default | NECB_Default | NECB_Default | NECB_Default | NECB_Default | NECB_Default | NECB_Default | NECB_Default | NECB_Default | NECB_Default | NECB_Default | NECB_Default | NECB_Default | NECB_Default | NECB_Default | NECB_Default | aws_batch | 834599497928 | [5 empty] | baseline-2021-03-24 | 6a87033d-ede6-4783-acf8-880bd0e50e61 | TRUE | TRUE | 5e62afa3-92aa-48ad-b6b2-25fc9431a3c8 |  | 46320.38 | 15152.6411 | 40 | LargeOffice |  |  | 0 | LargeOffice | 12 |  | 13 | NECB2011 | 0.085057 | 178146.0371 | 30.6323 | 27.0341 | 64.3354 | 3.7634 | 250.7925 | 125.0273 | TORONTO | ONTARIO | 2.3061 | 0 | 0 | 2.3061 | 18.4767 | 0 | 0 | 18.4767 | 0 | 0.028711 | 0 | 0 | 0.41521 | 0.070987 | 0.0053769 | 0.044501 | 0.094755 | 0.11764 | 0 | 0.012775 | 0.41521 | 0.037918 | 49.4643 | 0 | Electricity | 40 | 0.757 |  | 0.379 |  |  |  | 0.183 | 0.278 | 2.2 |  | 0 | Toronto Pearson Intl AP | CAN | 382 | 3615 | 43.677 | -79.631 | 5 | 3890 | ON | CAN_ON_Toronto.Pearson.Intl.AP.716240_CWEC2016.epw | 0 | 4.8054 | 0.0021912 | 1756.36 | 0 | 2192.9915 | 25.7352 | 0.011735 | 9406.2 | 0.1 | 2021-03-24 15:11:17 +0000 | eef80c06 | 0.2.11 | :adv_dx_units: NECB_Default :analysis_id: 6a87033d-ede6-4783-acf8-880bd0e50e61 :analysis_name: baseline-2021-03-24 :boiler_eff: NECB_Default :btap_batch_version: 1.0.002 :building_type: LargeOffice :compute_environment: aws_batch :datapoint_id: 5e62afa3-92aa-48ad-b6b2-25fc9431a3c8 :daylighting_type: NECB_Default :dcv_type: NECB_Default :door_construction_cond: NECB_Default :ecm_system_name: NECB_Default :enable_costing: true :epw_file: CAN_ON_Toronto.Pearson.Intl.AP.716240_CWEC2016.epw :erv_package: NECB_Default :ext_floor_cond: NECB_Default :ext_roof_cond: NECB_Default :ext_wall_cond: NECB_Default :fdwr_set: NECB_Default :fixed_wind_solar_trans: NECB_Default :fixed_window_cond: NECB_Default :furnace_eff: NECB_Default :glass_door_cond: NECB_Default :glass_door_solar_trans: NECB_Default :ground_floor_cond: NECB_Default :ground_roof_cond: NECB_Default :ground_wall_cond: NECB_Default :lights_scale: NECB_Default :lights_type: NECB_Default :overhead_door_cond: NECB_Default :primary_heating_fuel: Electricity :pv_ground_azimuth_angle: NECB_Default :pv_ground_module_description: NECB_Default :pv_ground_tilt_angle: NECB_Default :pv_ground_total_area_pv_panels_m2: NECB_Default :pv_ground_type: NECB_Default :rotation_degrees: NECB_Default :run_annual_simulation: true :s3_bucket: '834599497928' :scale_x: NECB_Default :scale_y: NECB_Default :scale_z: NECB_Default :shw_eff: NECB_Default :skylight_cond: NECB_Default :skylight_solar_trans: NECB_Default :srr_set: NECB_Default :template: NECB2011 | 0.0025408 | TRUE | 741.8252 |  | https://s3.console.aws.amazon.com/s3/buckets/834599497928?region=ca-central-1&prefix=sara.gilani/baseline-2021-03-24/6a87033d-ede6-4783-acf8-880bd0e50e61/output/5e62afa3-92aa-48ad-b6b2-25fc9431a3c8/ | 1.0.002 | 0 | 0 |  | 0 | 0 | tier_1 | 0
129 | 0 |  | NECB_Default | NECB_Default | NECB_Default | NECB_Default | NECB_Default | NECB_Default | NECB_Default | NECB_Default | LargeOffice | NECB2015 | CAN_ON_Toronto.Pearson.Intl.AP.716240_CWEC2016.epw | Electricity | NECB_Default | NECB_Default | NECB_Default | NECB_Default | NECB_Default | NECB_Default | NECB_Default | NECB_Default | NECB_Default | NECB_Default | NECB_Default | NECB_Default | NECB_Default | NECB_Default | NECB_Default | NECB_Default | NECB_Default | NECB_Default | NECB_Default | NECB_Default | NECB_Default | NECB_Default | NECB_Default | NECB_Default | NECB_Default | NECB_Default | NECB_Default | aws_batch | 834599497928 | [5 empty] | baseline-2021-03-24 | 6a87033d-ede6-4783-acf8-880bd0e50e61 | TRUE | TRUE | cbb18885-4288-45f0-8021-b0f213e0228e |  | 46320.38 | 15152.6411 | 40 | LargeOffice |  |  | 0 | LargeOffice | 12 |  | 13 | NECB2015 | 0.085057 | 178146.0371 | 30.6323 | 27.8022 | 66.698 | 3.7634 | 252.6238 | 123.7279 | TORONTO | ONTARIO | 2.2386 | 0 | 0 | 2.2386 | 17.9354 | 0 | 0 | 17.9354 | 0 | 0.028092 | 0 | 0 | 0.40304 | 0.068653 | 0.0053952 | 0.04661 | 0.09479 | 0.10387 | 0 | 0.015981 | 0.40304 | 0.037474 | 49.6363 | 0 | Electricity | 40 | 0.757 |  | 0.379 |  |  |  | 0.183 | 0.278 | 2.2 |  | 0 | Toronto Pearson Intl AP | CAN | 382 | 3615 | 43.677 | -79.631 | 5 | 3890 | ON | CAN_ON_Toronto.Pearson.Intl.AP.716240_CWEC2016.epw | 0 | 4.7492 | 0.0021666 | 1735.83 | 0 | 2192.0411 | 25.4096 | 0.011592 | 9287.2 | 0.1 | 2021-03-24 15:11:35 +0000 | eef80c06 | 0.2.11 | :adv_dx_units: NECB_Default :analysis_id: 6a87033d-ede6-4783-acf8-880bd0e50e61 :analysis_name: baseline-2021-03-24 :boiler_eff: NECB_Default :btap_batch_version: 1.0.002 :building_type: LargeOffice :compute_environment: aws_batch :datapoint_id: cbb18885-4288-45f0-8021-b0f213e0228e :daylighting_type: NECB_Default :dcv_type: NECB_Default :door_construction_cond: NECB_Default :ecm_system_name: NECB_Default :enable_costing: true :epw_file: CAN_ON_Toronto.Pearson.Intl.AP.716240_CWEC2016.epw :erv_package: NECB_Default :ext_floor_cond: NECB_Default :ext_roof_cond: NECB_Default :ext_wall_cond: NECB_Default :fdwr_set: NECB_Default :fixed_wind_solar_trans: NECB_Default :fixed_window_cond: NECB_Default :furnace_eff: NECB_Default :glass_door_cond: NECB_Default :glass_door_solar_trans: NECB_Default :ground_floor_cond: NECB_Default :ground_roof_cond: NECB_Default :ground_wall_cond: NECB_Default :lights_scale: NECB_Default :lights_type: NECB_Default :overhead_door_cond: NECB_Default :primary_heating_fuel: Electricity :pv_ground_azimuth_angle: NECB_Default :pv_ground_module_description: NECB_Default :pv_ground_tilt_angle: NECB_Default :pv_ground_total_area_pv_panels_m2: NECB_Default :pv_ground_type: NECB_Default :rotation_degrees: NECB_Default :run_annual_simulation: true :s3_bucket: '834599497928' :scale_x: NECB_Default :scale_y: NECB_Default :scale_z: NECB_Default :shw_eff: NECB_Default :skylight_cond: NECB_Default :skylight_solar_trans: NECB_Default :srr_set: NECB_Default :template: NECB2015 | 0.0021831 | TRUE | 741.0436 |  | https://s3.console.aws.amazon.com/s3/buckets/834599497928?region=ca-central-1&prefix=sara.gilani/baseline-2021-03-24/6a87033d-ede6-4783-acf8-880bd0e50e61/output/cbb18885-4288-45f0-8021-b0f213e0228e/ | 1.0.002 | 0 | 0 |  | 0 | 0 | tier_1 | 0
130 | 0 |  | NECB_Default | NECB_Default | NECB_Default | NECB_Default | NECB_Default | NECB_Default | NECB_Default | NECB_Default | LargeOffice | NECB2011 | CAN_AB_Edmonton.Intl.AP.711230_CWEC2016.epw | Electricity | NECB_Default | NECB_Default | NECB_Default | NECB_Default | NECB_Default | NECB_Default | NECB_Default | NECB_Default | NECB_Default | NECB_Default | NECB_Default | NECB_Default | NECB_Default | NECB_Default | NECB_Default | NECB_Default | NECB_Default | NECB_Default | NECB_Default | NECB_Default | NECB_Default | NECB_Default | NECB_Default | NECB_Default | NECB_Default | NECB_Default | NECB_Default | aws_batch | 834599497928 | [5 empty] | baseline-2021-03-24 | 6a87033d-ede6-4783-acf8-880bd0e50e61 | TRUE | TRUE | f1040c90-789f-49c9-a35c-9a769d857333 |  | 46320.38 | 15152.6411 | 32.5 | LargeOffice |  |  | 0 | LargeOffice | 12 |  | 13 | NECB2011 | 0.085057 | 178146.0371 | 28.6043 | 27.8291 | 64.8212 | 3.7612 | 247.6995 | 122.6837 | EDMONTON | ALBERTA | 88.2075 | 0 | 0 | 88.2075 | 8.3602 | 0 | 0 | 8.3602 | 0 | 0.013448 | 0 | 0 | 0.40193 | 0.070739 | 0.0015073 | 0.050602 | 0.094755 | 0.11764 | 0 | 0.0090351 | 0.40193 | 0.043167 | 48.6952 | 0 | Electricity | 32.5 | 0.757 |  | 0.284 |  |  |  | 0.162 | 0.21 | 2.2 |  | 0 | Edmonton Intl AP | CAN | 23 | 5588 | 53.31 | -113.579 | 7a | 5120 | AB | CAN_AB_Edmonton.Intl.AP.711230_CWEC2016.epw | 0 | 5.4706 | 0.0024946 | 1999.49 | 0 | 2192.9915 | 25.7352 | 0.011735 | 9406.2 | 0.1 | 2021-03-24 15:10:56 +0000 | eef80c06 | 0.2.11 | :adv_dx_units: NECB_Default :analysis_id: 6a87033d-ede6-4783-acf8-880bd0e50e61 :analysis_name: baseline-2021-03-24 :boiler_eff: NECB_Default :btap_batch_version: 1.0.002 :building_type: LargeOffice :compute_environment: aws_batch :datapoint_id: f1040c90-789f-49c9-a35c-9a769d857333 :daylighting_type: NECB_Default :dcv_type: NECB_Default :door_construction_cond: NECB_Default :ecm_system_name: NECB_Default :enable_costing: true :epw_file: CAN_AB_Edmonton.Intl.AP.711230_CWEC2016.epw :erv_package: NECB_Default :ext_floor_cond: NECB_Default :ext_roof_cond: NECB_Default :ext_wall_cond: NECB_Default :fdwr_set: NECB_Default :fixed_wind_solar_trans: NECB_Default :fixed_window_cond: NECB_Default :furnace_eff: NECB_Default :glass_door_cond: NECB_Default :glass_door_solar_trans: NECB_Default :ground_floor_cond: NECB_Default :ground_roof_cond: NECB_Default :ground_wall_cond: NECB_Default :lights_scale: NECB_Default :lights_type: NECB_Default :overhead_door_cond: NECB_Default :primary_heating_fuel: Electricity :pv_ground_azimuth_angle: NECB_Default :pv_ground_module_description: NECB_Default :pv_ground_tilt_angle: NECB_Default :pv_ground_total_area_pv_panels_m2: NECB_Default :pv_ground_type: NECB_Default :rotation_degrees: NECB_Default :run_annual_simulation: true :s3_bucket: '834599497928' :scale_x: NECB_Default :scale_y: NECB_Default :scale_z: NECB_Default :shw_eff: NECB_Default :skylight_cond: NECB_Default :skylight_solar_trans: NECB_Default :srr_set: NECB_Default :template: NECB2011 | 0.0010369 | TRUE | 742.8238 |  | https://s3.console.aws.amazon.com/s3/buckets/834599497928?region=ca-central-1&prefix=sara.gilani/baseline-2021-03-24/6a87033d-ede6-4783-acf8-880bd0e50e61/output/f1040c90-789f-49c9-a35c-9a769d857333/ | 1.0.002 | 0 | 0 |  | 0 | 0 | tier_1 | 0
131 | 0 |  | NECB_Default | NECB_Default | NECB_Default | NECB_Default | NECB_Default | NECB_Default | NECB_Default | NECB_Default | LargeOffice | NECB2011 | CAN_QC_Montreal-Trudeau.Intl.AP.716270_CWEC2016.epw | Electricity | NECB_Default | NECB_Default | NECB_Default | NECB_Default | NECB_Default | NECB_Default | NECB_Default | NECB_Default | NECB_Default | NECB_Default | NECB_Default | NECB_Default | NECB_Default | NECB_Default | NECB_Default | NECB_Default | NECB_Default | NECB_Default | NECB_Default | NECB_Default | NECB_Default | NECB_Default | NECB_Default | NECB_Default | NECB_Default | NECB_Default | NECB_Default | aws_batch | 834599497928 | [5 empty] | baseline-2021-03-24 | 6a87033d-ede6-4783-acf8-880bd0e50e61 | TRUE | TRUE | 4af07dea-60f4-4d7e-ab25-be3c69b6ce3a |  | 46320.38 | 15152.6411 | 37.3 | LargeOffice |  |  | 0 | LargeOffice | 12 |  | 13 | NECB2011 | 0.085057 | 178146.0371 | 28.2439 | 26.8653 | 59.8341 | 3.7635 | 236.9574 | 118.2506 | MONTREAL | QUEBEC | 0.16125 | 0 | 0 | 0.16125 | 10.2701 | 0 | 0 | 10.2701 | 0 | 0.026989 | 0 | 0 | 0.41495 | 0.067104 | 0.0053994 | 0.050023 | 0.094755 | 0.11764 | 0 | 0.011446 | 0.41495 | 0.039189 | 59.4212 | 0 | Electricity | 37.3 | 0.757 |  | 0.284 |  |  |  | 0.183 | 0.247 | 2.2 |  | 0 | Montreal-Trudeau Intl AP | CAN | 323 | 4090 | 45.471 | -73.741 | 6 | 4400 | QC | CAN_QC_Montreal-Trudeau.Intl.AP.716270_CWEC2016.epw | 0 | 4.9665 | 0.0022647 | 1815.25 | 0 | 2192.9915 | 25.7352 | 0.011735 | 9406.2 | 0.1 | 2021-03-24 15:11:13 +0000 | eef80c06 | 0.2.11 | :adv_dx_units: NECB_Default :analysis_id: 6a87033d-ede6-4783-acf8-880bd0e50e61 :analysis_name: baseline-2021-03-24 :boiler_eff: NECB_Default :btap_batch_version: 1.0.002 :building_type: LargeOffice :compute_environment: aws_batch :datapoint_id: 4af07dea-60f4-4d7e-ab25-be3c69b6ce3a :daylighting_type: NECB_Default :dcv_type: NECB_Default :door_construction_cond: NECB_Default :ecm_system_name: NECB_Default :enable_costing: true :epw_file: CAN_QC_Montreal-Trudeau.Intl.AP.716270_CWEC2016.epw :erv_package: NECB_Default :ext_floor_cond: NECB_Default :ext_roof_cond: NECB_Default :ext_wall_cond: NECB_Default :fdwr_set: NECB_Default :fixed_wind_solar_trans: NECB_Default :fixed_window_cond: NECB_Default :furnace_eff: NECB_Default :glass_door_cond: NECB_Default :glass_door_solar_trans: NECB_Default :ground_floor_cond: NECB_Default :ground_roof_cond: NECB_Default :ground_wall_cond: NECB_Default :lights_scale: NECB_Default :lights_type: NECB_Default :overhead_door_cond: NECB_Default :primary_heating_fuel: Electricity :pv_ground_azimuth_angle: NECB_Default :pv_ground_module_description: NECB_Default :pv_ground_tilt_angle: NECB_Default :pv_ground_total_area_pv_panels_m2: NECB_Default :pv_ground_type: NECB_Default :rotation_degrees: NECB_Default :run_annual_simulation: true :s3_bucket: '834599497928' :scale_x: NECB_Default :scale_y: NECB_Default :scale_z: NECB_Default :shw_eff: NECB_Default :skylight_cond: NECB_Default :skylight_solar_trans: NECB_Default :srr_set: NECB_Default :template: NECB2011 | 0.002405 | TRUE | 743.5837 |  | https://s3.console.aws.amazon.com/s3/buckets/834599497928?region=ca-central-1&prefix=sara.gilani/baseline-2021-03-24/6a87033d-ede6-4783-acf8-880bd0e50e61/output/4af07dea-60f4-4d7e-ab25-be3c69b6ce3a/ | 1.0.002 | 0 | 0 |  | 0 | 0 | tier_1 | 0
132 | 0 |  | NECB_Default | NECB_Default | NECB_Default | NECB_Default | NECB_Default | NECB_Default | NECB_Default | NECB_Default | LargeOffice | NECB2015 | CAN_NS_Halifax.Dockyard.713280_CWEC2016.epw | Electricity | NECB_Default | NECB_Default | NECB_Default | NECB_Default | NECB_Default | NECB_Default | NECB_Default | NECB_Default | NECB_Default | NECB_Default | NECB_Default | NECB_Default | NECB_Default | NECB_Default | NECB_Default | NECB_Default | NECB_Default | NECB_Default | NECB_Default | NECB_Default | NECB_Default | NECB_Default | NECB_Default | NECB_Default | NECB_Default | NECB_Default | NECB_Default | aws_batch | 834599497928 | [5 empty] | baseline-2021-03-24 | 6a87033d-ede6-4783-acf8-880bd0e50e61 | TRUE | TRUE | e0479b10-9449-429d-b472-5bbfa54a5980 |  | 46320.38 | 15152.6411 | 40 | LargeOffice |  |  | 0 | LargeOffice | 12 |  | 13 | NECB2015 | 0.085057 | 178146.0371 | 25.2932 | 23.8839 | 60.0205 | 3.7266 | 225.5099 | 112.5857 | HALIFAX | NOVA SCOTIA | 77.1913 | 0 | 0 | 77.1913 | 15.1387 | 0 | 0 | 15.1387 | 0 | 0.019405 | 0 | 0 | 0.38065 | 0.067518 | 0.0029227 | 0.040134 | 0.09479 | 0.10387 | 0 | 0.012526 | 0.38065 | 0.038144 | 39.2939 | 0 | Electricity | 40 | 0.757 |  | 0.284 |  |  |  | 0.183 | 0.247 | 2.2 |  | 0 | Halifax Dockyard | CAN | 112 | 3647 | 44.655 | -63.577 | 6 | 4000 | NS | CAN_NS_Halifax.Dockyard.713280_CWEC2016.epw | 0 | 4.8341 | 0.0022053 | 1766.85 | 0 | 2192.0411 | 25.4096 | 0.011592 | 9287.2 | 0.1 | 2021-03-24 15:11:12 +0000 | eef80c06 | 0.2.11 | :adv_dx_units: NECB_Default :analysis_id: 6a87033d-ede6-4783-acf8-880bd0e50e61 :analysis_name: baseline-2021-03-24 :boiler_eff: NECB_Default :btap_batch_version: 1.0.002 :building_type: LargeOffice :compute_environment: aws_batch :datapoint_id: e0479b10-9449-429d-b472-5bbfa54a5980 :daylighting_type: NECB_Default :dcv_type: NECB_Default :door_construction_cond: NECB_Default :ecm_system_name: NECB_Default :enable_costing: true :epw_file: CAN_NS_Halifax.Dockyard.713280_CWEC2016.epw :erv_package: NECB_Default :ext_floor_cond: NECB_Default :ext_roof_cond: NECB_Default :ext_wall_cond: NECB_Default :fdwr_set: NECB_Default :fixed_wind_solar_trans: NECB_Default :fixed_window_cond: NECB_Default :furnace_eff: NECB_Default :glass_door_cond: NECB_Default :glass_door_solar_trans: NECB_Default :ground_floor_cond: NECB_Default :ground_roof_cond: NECB_Default :ground_wall_cond: NECB_Default :lights_scale: NECB_Default :lights_type: NECB_Default :overhead_door_cond: NECB_Default :primary_heating_fuel: Electricity :pv_ground_azimuth_angle: NECB_Default :pv_ground_module_description: NECB_Default :pv_ground_tilt_angle: NECB_Default :pv_ground_total_area_pv_panels_m2: NECB_Default :pv_ground_type: NECB_Default :rotation_degrees: NECB_Default :run_annual_simulation: true :s3_bucket: '834599497928' :scale_x: NECB_Default :scale_y: NECB_Default :scale_z: NECB_Default :shw_eff: NECB_Default :skylight_cond: NECB_Default :skylight_solar_trans: NECB_Default :srr_set: NECB_Default :template: NECB2015 | 0.0013497 | TRUE | 743.5789 |  | https://s3.console.aws.amazon.com/s3/buckets/834599497928?region=ca-central-1&prefix=sara.gilani/baseline-2021-03-24/6a87033d-ede6-4783-acf8-880bd0e50e61/output/e0479b10-9449-429d-b472-5bbfa54a5980/ | 1.0.002 | 0 | 0 |  | 0 | 0 | tier_1 | 0
133 | 0 |  | NECB_Default | NECB_Default | NECB_Default | NECB_Default | NECB_Default | NECB_Default | NECB_Default | NECB_Default | MediumOffice | NECB2017 | CAN_QC_Montreal-Trudeau.Intl.AP.716270_CWEC2016.epw | NaturalGas | NECB_Default | NECB_Default | NECB_Default | NECB_Default | NECB_Default | NECB_Default | NECB_Default | NECB_Default | NECB_Default | NECB_Default | NECB_Default | NECB_Default | NECB_Default | NECB_Default | NECB_Default | NECB_Default | NECB_Default | NECB_Default | NECB_Default | NECB_Default | NECB_Default | NECB_Default | NECB_Default | NECB_Default | NECB_Default | NECB_Default | NECB_Default | aws_batch | 834599497928 | [5 empty] | baseline-2021-03-24 | 6a87033d-ede6-4783-acf8-880bd0e50e61 | TRUE | TRUE | 3ae415f9-a052-4b45-baa7-e3c3117ce0d4 |  | 4982.19 | 3638.3973 | 37.3 | MediumOffice |  |  | 0 | MediumOffice | 3 |  | 3 | NECB2017 | 0.1843 | 19741.4134 | 85.5494 | 79.9473 | 62.0482 | 3.1923 | 410.4218 | 179.6846 | MONTREAL | QUEBEC | 0.10998 | 11.3079 | 0 | 11.4179 | 7.0045 | 2.962 | 0 | 9.9665 | 0 | 0.032616 | 0 | 0 | 0.28301 | 0.047903 | 0.0007286 | 0.17287 | 0.09999 | 0.08811 | 0.2289 | 0.011465 | 0.51191 | 0.056036 | 36.3725 | 75.4337 | Natural Gas | 37.3 | 0.757 | [5 empty] | 0.156 | 0.247 | 1.9 |  | 0 | Montreal-Trudeau Intl AP | CAN | 323 | 4090 | 45.471 | -73.741 | 6 | 4400 | QC | CAN_QC_Montreal-Trudeau.Intl.AP.716270_CWEC2016.epw | 0 | 0 | 0 | 0 | 279.18 | 249.2341 | 2.9075 | 0.011666 | 1062.69 | 0.1 | 2021-03-24 15:10:47 +0000 | eef80c06 | 0.2.11 | :adv_dx_units: NECB_Default :analysis_id: 6a87033d-ede6-4783-acf8-880bd0e50e61 :analysis_name: baseline-2021-03-24 :boiler_eff: NECB_Default :btap_batch_version: 1.0.002 :building_type: MediumOffice :compute_environment: aws_batch :datapoint_id: 3ae415f9-a052-4b45-baa7-e3c3117ce0d4 :daylighting_type: NECB_Default :dcv_type: NECB_Default :door_construction_cond: NECB_Default :ecm_system_name: NECB_Default :enable_costing: true :epw_file: CAN_QC_Montreal-Trudeau.Intl.AP.716270_CWEC2016.epw :erv_package: NECB_Default :ext_floor_cond: NECB_Default :ext_roof_cond: NECB_Default :ext_wall_cond: NECB_Default :fdwr_set: NECB_Default :fixed_wind_solar_trans: NECB_Default :fixed_window_cond: NECB_Default :furnace_eff: NECB_Default :glass_door_cond: NECB_Default :glass_door_solar_trans: NECB_Default :ground_floor_cond: NECB_Default :ground_roof_cond: NECB_Default :ground_wall_cond: NECB_Default :lights_scale: NECB_Default :lights_type: NECB_Default :overhead_door_cond: NECB_Default :primary_heating_fuel: NaturalGas :pv_ground_azimuth_angle: NECB_Default :pv_ground_module_description: NECB_Default :pv_ground_tilt_angle: NECB_Default :pv_ground_total_area_pv_panels_m2: NECB_Default :pv_ground_type: NECB_Default :rotation_degrees: NECB_Default :run_annual_simulation: true :s3_bucket: '834599497928' :scale_x: NECB_Default :scale_y: NECB_Default :scale_z: NECB_Default :shw_eff: NECB_Default :skylight_cond: NECB_Default :skylight_solar_trans: NECB_Default :srr_set: NECB_Default :template: NECB2017 | 0.0021958 | TRUE | 745.003 |  | https://s3.console.aws.amazon.com/s3/buckets/834599497928?region=ca-central-1&prefix=sara.gilani/baseline-2021-03-24/6a87033d-ede6-4783-acf8-880bd0e50e61/output/3ae415f9-a052-4b45-baa7-e3c3117ce0d4/ | 1.0.002 | 0 | 0 |  | 0 | 0 | tier_1 | 0
134 | 0 |  | NECB_Default | NECB_Default | NECB_Default | NECB_Default | NECB_Default | NECB_Default | NECB_Default | NECB_Default | LargeOffice | NECB2015 | CAN_AB_Calgary.Intl.AP.718770_CWEC2016.epw | Electricity | NECB_Default | NECB_Default | NECB_Default | NECB_Default | NECB_Default | NECB_Default | NECB_Default | NECB_Default | NECB_Default | NECB_Default | NECB_Default | NECB_Default | NECB_Default | NECB_Default | NECB_Default | NECB_Default | NECB_Default | NECB_Default | NECB_Default | NECB_Default | NECB_Default | NECB_Default | NECB_Default | NECB_Default | NECB_Default | NECB_Default | NECB_Default | aws_batch | 834599497928 | [5 empty] | baseline-2021-03-24 | 6a87033d-ede6-4783-acf8-880bd0e50e61 | TRUE | TRUE | af7ff0c2-e3df-4268-abc8-eafa7d2e0975 |  | 46320.38 | 15152.6411 | 33.3 | LargeOffice |  |  | 0 | LargeOffice | 12 |  | 13 | NECB2015 | 0.085057 | 178146.0371 | 28.6754 | 26.915 | 66.3667 | 3.7644 | 248.5966 | 122.8751 | CALGARY | ALBERTA | 85.8062 | 0 | 0 | 85.8062 | 8.1326 | 0 | 0 | 8.1326 | 0 | 0.014926 | 0 | 0 | 0.39099 | 0.073532 | 0.0010868 | 0.044287 | 0.09479 | 0.10387 | 0 | 0.01664 | 0.39099 | 0.040932 | 45.8222 | 0 | Electricity | 33.3 | 0.757 |  | 0.284 |  |  |  | 0.162 | 0.21 | 2.2 |  | 0 | Calgary Intl AP | CAN | 64 | 4781 | 51.114 | -114.02 | 7a | 5000 | AB | CAN_AB_Calgary.Intl.AP.718770_CWEC2016.epw | 0 | 5.1874 | 0.0023665 | 1895.99 | 0 | 2192.0411 | 25.4096 | 0.011592 | 9287.2 | 0.1 | 2021-03-24 15:11:38 +0000 | eef80c06 | 0.2.11 | :adv_dx_units: NECB_Default :analysis_id: 6a87033d-ede6-4783-acf8-880bd0e50e61 :analysis_name: baseline-2021-03-24 :boiler_eff: NECB_Default :btap_batch_version: 1.0.002 :building_type: LargeOffice :compute_environment: aws_batch :datapoint_id: af7ff0c2-e3df-4268-abc8-eafa7d2e0975 :daylighting_type: NECB_Default :dcv_type: NECB_Default :door_construction_cond: NECB_Default :ecm_system_name: NECB_Default :enable_costing: true :epw_file: CAN_AB_Calgary.Intl.AP.718770_CWEC2016.epw :erv_package: NECB_Default :ext_floor_cond: NECB_Default :ext_roof_cond: NECB_Default :ext_wall_cond: NECB_Default :fdwr_set: NECB_Default :fixed_wind_solar_trans: NECB_Default :fixed_window_cond: NECB_Default :furnace_eff: NECB_Default :glass_door_cond: NECB_Default :glass_door_solar_trans: NECB_Default :ground_floor_cond: NECB_Default :ground_roof_cond: NECB_Default :ground_wall_cond: NECB_Default :lights_scale: NECB_Default :lights_type: NECB_Default :overhead_door_cond: NECB_Default :primary_heating_fuel: Electricity :pv_ground_azimuth_angle: NECB_Default :pv_ground_module_description: NECB_Default :pv_ground_tilt_angle: NECB_Default :pv_ground_total_area_pv_panels_m2: NECB_Default :pv_ground_type: NECB_Default :rotation_degrees: NECB_Default :run_annual_simulation: true :s3_bucket: '834599497928' :scale_x: NECB_Default :scale_y: NECB_Default :scale_z: NECB_Default :shw_eff: NECB_Default :skylight_cond: NECB_Default :skylight_solar_trans: NECB_Default :srr_set: NECB_Default :template: NECB2015 | 0.00093263 | TRUE | 743.5203 |  | https://s3.console.aws.amazon.com/s3/buckets/834599497928?region=ca-central-1&prefix=sara.gilani/baseline-2021-03-24/6a87033d-ede6-4783-acf8-880bd0e50e61/output/af7ff0c2-e3df-4268-abc8-eafa7d2e0975/ | 1.0.002 | 0 | 0 |  | 0 | 0 | tier_1 | 0
135 | 0 |  | NECB_Default | NECB_Default | NECB_Default | NECB_Default | NECB_Default | NECB_Default | NECB_Default | NECB_Default | LargeOffice | NECB2015 | CAN_YT_Whitehorse.Intl.AP.719640_CWEC2016.epw | Electricity | NECB_Default | NECB_Default | NECB_Default | NECB_Default | NECB_Default | NECB_Default | NECB_Default | NECB_Default | NECB_Default | NECB_Default | NECB_Default | NECB_Default | NECB_Default | NECB_Default | NECB_Default | NECB_Default | NECB_Default | NECB_Default | NECB_Default | NECB_Default | NECB_Default | NECB_Default | NECB_Default | NECB_Default | NECB_Default | NECB_Default | NECB_Default | aws_batch | 834599497928 | [5 empty] | baseline-2021-03-24 | 6a87033d-ede6-4783-acf8-880bd0e50e61 | TRUE | TRUE | 18f947f5-629f-4b7d-987e-5d02ade9c4e6 |  | 46320.38 | 15152.6411 | 22.8 | LargeOffice |  |  | 0 | LargeOffice | 12 |  | 13 | NECB2015 | 0.085057 | 178146.0371 | 24.2396 | 21.7323 | 59.5635 | 3.6968 | 211.4295 | 102.1974 | WHITEHORSE | YUKON | 5.9572 | 0 | 0 | 5.9572 | 13.6427 | 0 | 0 | 13.6427 | 0 | 0.0063931 | 0 | 0 | 0.38301 | 0.059171 | 0.0011928 | 0.061694 | 0.09479 | 0.10387 | 0 | 0.011147 | 0.38301 | 0.044392 | 49.139 | 0 | Electricity | 22.8 | 0.757 |  | 0.284 |  |  |  | 0.162 | 0.21 | 2.2 |  | 0 | Whitehorse Intl AP | CAN | 5 | 6491 | 60.709 | -135.069 | 7b | 6580 | YT | CAN_YT_Whitehorse.Intl.AP.719640_CWEC2016.epw | 0 | 5.6259 | 0.0025665 | 2056.27 | 0 | 2192.0411 | 25.4096 | 0.011592 | 9287.2 | 0.1 | 2021-03-24 15:11:11 +0000 | eef80c06 | 0.2.11 | :adv_dx_units: NECB_Default :analysis_id: 6a87033d-ede6-4783-acf8-880bd0e50e61 :analysis_name: baseline-2021-03-24 :boiler_eff: NECB_Default :btap_batch_version: 1.0.002 :building_type: LargeOffice :compute_environment: aws_batch :datapoint_id: 18f947f5-629f-4b7d-987e-5d02ade9c4e6 :daylighting_type: NECB_Default :dcv_type: NECB_Default :door_construction_cond: NECB_Default :ecm_system_name: NECB_Default :enable_costing: true :epw_file: CAN_YT_Whitehorse.Intl.AP.719640_CWEC2016.epw :erv_package: NECB_Default :ext_floor_cond: NECB_Default :ext_roof_cond: NECB_Default :ext_wall_cond: NECB_Default :fdwr_set: NECB_Default :fixed_wind_solar_trans: NECB_Default :fixed_window_cond: NECB_Default :furnace_eff: NECB_Default :glass_door_cond: NECB_Default :glass_door_solar_trans: NECB_Default :ground_floor_cond: NECB_Default :ground_roof_cond: NECB_Default :ground_wall_cond: NECB_Default :lights_scale: NECB_Default :lights_type: NECB_Default :overhead_door_cond: NECB_Default :primary_heating_fuel: Electricity :pv_ground_azimuth_angle: NECB_Default :pv_ground_module_description: NECB_Default :pv_ground_tilt_angle: NECB_Default :pv_ground_total_area_pv_panels_m2: NECB_Default :pv_ground_type: NECB_Default :rotation_degrees: NECB_Default :run_annual_simulation: true :s3_bucket: '834599497928' :scale_x: NECB_Default :scale_y: NECB_Default :scale_z: NECB_Default :shw_eff: NECB_Default :skylight_cond: NECB_Default :skylight_solar_trans: NECB_Default :srr_set: NECB_Default :template: NECB2015 | 0.00036226 | TRUE | 743.5247 |  | https://s3.console.aws.amazon.com/s3/buckets/834599497928?region=ca-central-1&prefix=sara.gilani/baseline-2021-03-24/6a87033d-ede6-4783-acf8-880bd0e50e61/output/18f947f5-629f-4b7d-987e-5d02ade9c4e6/ | 1.0.002 | 0 | 0 |  | 0 | 0 | tier_1 | 0
136 | 0 |  | NECB_Default | NECB_Default | NECB_Default | NECB_Default | NECB_Default | NECB_Default | NECB_Default | NECB_Default | LargeOffice | NECB2015 | CAN_AB_Edmonton.Intl.AP.711230_CWEC2016.epw | Electricity | NECB_Default | NECB_Default | NECB_Default | NECB_Default | NECB_Default | NECB_Default | NECB_Default | NECB_Default | NECB_Default | NECB_Default | NECB_Default | NECB_Default | NECB_Default | NECB_Default | NECB_Default | NECB_Default | NECB_Default | NECB_Default | NECB_Default | NECB_Default | NECB_Default | NECB_Default | NECB_Default | NECB_Default | NECB_Default | NECB_Default | NECB_Default | aws_batch | 834599497928 | [5 empty] | baseline-2021-03-24 | 6a87033d-ede6-4783-acf8-880bd0e50e61 | TRUE | TRUE | c5205830-a9ae-4803-8a2a-d44bcc399162 |  | 46320.38 | 15152.6411 | 32.5 | LargeOffice |  |  | 0 | LargeOffice | 12 |  | 13 | NECB2015 | 0.085057 | 178146.0371 | 28.6043 | 27.9571 | 67.2027 | 3.7612 | 248.9799 | 121.4546 | EDMONTON | ALBERTA | 85.6157 | 0 | 0 | 85.6157 | 8.1146 | 0 | 0 | 8.1146 | 0 | 0.013184 | 0 | 0 | 0.39012 | 0.068305 | 0.0015272 | 0.053929 | 0.09479 | 0.10387 | 0 | 0.010978 | 0.39012 | 0.042655 | 49.1389 | 0 | Electricity | 32.5 | 0.757 |  | 0.284 |  |  |  | 0.162 | 0.21 | 2.2 |  | 0 | Edmonton Intl AP | CAN | 23 | 5588 | 53.31 | -113.579 | 7a | 5120 | AB | CAN_AB_Edmonton.Intl.AP.711230_CWEC2016.epw | 0 | 5.4058 | 0.0024661 | 1975.81 | 0 | 2192.0411 | 25.4096 | 0.011592 | 9287.2 | 0.1 | 2021-03-24 15:11:33 +0000 | eef80c06 | 0.2.11 | :adv_dx_units: NECB_Default :analysis_id: 6a87033d-ede6-4783-acf8-880bd0e50e61 :analysis_name: baseline-2021-03-24 :boiler_eff: NECB_Default :btap_batch_version: 1.0.002 :building_type: LargeOffice :compute_environment: aws_batch :datapoint_id: c5205830-a9ae-4803-8a2a-d44bcc399162 :daylighting_type: NECB_Default :dcv_type: NECB_Default :door_construction_cond: NECB_Default :ecm_system_name: NECB_Default :enable_costing: true :epw_file: CAN_AB_Edmonton.Intl.AP.711230_CWEC2016.epw :erv_package: NECB_Default :ext_floor_cond: NECB_Default :ext_roof_cond: NECB_Default :ext_wall_cond: NECB_Default :fdwr_set: NECB_Default :fixed_wind_solar_trans: NECB_Default :fixed_window_cond: NECB_Default :furnace_eff: NECB_Default :glass_door_cond: NECB_Default :glass_door_solar_trans: NECB_Default :ground_floor_cond: NECB_Default :ground_roof_cond: NECB_Default :ground_wall_cond: NECB_Default :lights_scale: NECB_Default :lights_type: NECB_Default :overhead_door_cond: NECB_Default :primary_heating_fuel: Electricity :pv_ground_azimuth_angle: NECB_Default :pv_ground_module_description: NECB_Default :pv_ground_tilt_angle: NECB_Default :pv_ground_total_area_pv_panels_m2: NECB_Default :pv_ground_type: NECB_Default :rotation_degrees: NECB_Default :run_annual_simulation: true :s3_bucket: '834599497928' :scale_x: NECB_Default :scale_y: NECB_Default :scale_z: NECB_Default :shw_eff: NECB_Default :skylight_cond: NECB_Default :skylight_solar_trans: NECB_Default :srr_set: NECB_Default :template: NECB2015 | 0.00089032 | TRUE | 744.2876 |  | https://s3.console.aws.amazon.com/s3/buckets/834599497928?region=ca-central-1&prefix=sara.gilani/baseline-2021-03-24/6a87033d-ede6-4783-acf8-880bd0e50e61/output/c5205830-a9ae-4803-8a2a-d44bcc399162/ | 1.0.002 | 0 | 0 |  | 0 | 0 | tier_1 | 0
137 | 0 |  | NECB_Default | NECB_Default | NECB_Default | NECB_Default | NECB_Default | NECB_Default | NECB_Default | NECB_Default | LargeOffice | NECB2011 | CAN_AB_Calgary.Intl.AP.718770_CWEC2016.epw | Electricity | NECB_Default | NECB_Default | NECB_Default | NECB_Default | NECB_Default | NECB_Default | NECB_Default | NECB_Default | NECB_Default | NECB_Default | NECB_Default | NECB_Default | NECB_Default | NECB_Default | NECB_Default | NECB_Default | NECB_Default | NECB_Default | NECB_Default | NECB_Default | NECB_Default | NECB_Default | NECB_Default | NECB_Default | NECB_Default | NECB_Default | NECB_Default | aws_batch | 834599497928 | [5 empty] | baseline-2021-03-24 | 6a87033d-ede6-4783-acf8-880bd0e50e61 | TRUE | TRUE | 9af77af4-4161-434c-b05f-77270cbac5c2 |  | 46320.38 | 15152.6411 | 33.3 | LargeOffice |  |  | 0 | LargeOffice | 12 |  | 13 | NECB2011 | 0.085057 | 178146.0371 | 28.6754 | 27.8075 | 64.0176 | 3.7644 | 248.747 | 124.4822 | CALGARY | ALBERTA | 88.3587 | 0 | 0 | 88.3587 | 8.3746 | 0 | 0 | 8.3746 | 0 | 0.015171 | 0 | 0 | 0.40262 | 0.076134 | 0.0010719 | 0.041729 | 0.094755 | 0.11764 | 0 | 0.013614 | 0.40262 | 0.041416 | 44.3171 | 0 | Electricity | 33.3 | 0.757 |  | 0.284 |  |  |  | 0.162 | 0.21 | 2.2 |  | 0 | Calgary Intl AP | CAN | 64 | 4781 | 51.114 | -114.02 | 7a | 5000 | AB | CAN_AB_Calgary.Intl.AP.718770_CWEC2016.epw | 0 | 5.2487 | 0.0023934 | 1918.39 | 0 | 2192.9915 | 25.7352 | 0.011735 | 9406.2 | 0.1 | 2021-03-24 15:10:55 +0000 | eef80c06 | 0.2.11 | :adv_dx_units: NECB_Default :analysis_id: 6a87033d-ede6-4783-acf8-880bd0e50e61 :analysis_name: baseline-2021-03-24 :boiler_eff: NECB_Default :btap_batch_version: 1.0.002 :building_type: LargeOffice :compute_environment: aws_batch :datapoint_id: 9af77af4-4161-434c-b05f-77270cbac5c2 :daylighting_type: NECB_Default :dcv_type: NECB_Default :door_construction_cond: NECB_Default :ecm_system_name: NECB_Default :enable_costing: true :epw_file: CAN_AB_Calgary.Intl.AP.718770_CWEC2016.epw :erv_package: NECB_Default :ext_floor_cond: NECB_Default :ext_roof_cond: NECB_Default :ext_wall_cond: NECB_Default :fdwr_set: NECB_Default :fixed_wind_solar_trans: NECB_Default :fixed_window_cond: NECB_Default :furnace_eff: NECB_Default :glass_door_cond: NECB_Default :glass_door_solar_trans: NECB_Default :ground_floor_cond: NECB_Default :ground_roof_cond: NECB_Default :ground_wall_cond: NECB_Default :lights_scale: NECB_Default :lights_type: NECB_Default :overhead_door_cond: NECB_Default :primary_heating_fuel: Electricity :pv_ground_azimuth_angle: NECB_Default :pv_ground_module_description: NECB_Default :pv_ground_tilt_angle: NECB_Default :pv_ground_total_area_pv_panels_m2: NECB_Default :pv_ground_type: NECB_Default :rotation_degrees: NECB_Default :run_annual_simulation: true :s3_bucket: '834599497928' :scale_x: NECB_Default :scale_y: NECB_Default :scale_z: NECB_Default :shw_eff: NECB_Default :skylight_cond: NECB_Default :skylight_solar_trans: NECB_Default :srr_set: NECB_Default :template: NECB2011 | 0.0010902 | TRUE | 745.0627 |  | https://s3.console.aws.amazon.com/s3/buckets/834599497928?region=ca-central-1&prefix=sara.gilani/baseline-2021-03-24/6a87033d-ede6-4783-acf8-880bd0e50e61/output/9af77af4-4161-434c-b05f-77270cbac5c2/ | 1.0.002 | 0 | 0 |  | 0 | 0 | tier_1 | 0
138 | 0 |  | NECB_Default | NECB_Default | NECB_Default | NECB_Default | NECB_Default | NECB_Default | NECB_Default | NECB_Default | LargeOffice | NECB2011 | CAN_QC_Montreal-Trudeau.Intl.AP.716270_CWEC2016.epw | NaturalGas | NECB_Default | NECB_Default | NECB_Default | NECB_Default | NECB_Default | NECB_Default | NECB_Default | NECB_Default | NECB_Default | NECB_Default | NECB_Default | NECB_Default | NECB_Default | NECB_Default | NECB_Default | NECB_Default | NECB_Default | NECB_Default | NECB_Default | NECB_Default | NECB_Default | NECB_Default | NECB_Default | NECB_Default | NECB_Default | NECB_Default | NECB_Default | aws_batch | 834599497928 | [5 empty] | baseline-2021-03-24 | 6a87033d-ede6-4783-acf8-880bd0e50e61 | TRUE | TRUE | ddbb1af1-9892-4ca3-902e-ee2a9d56d069 |  | 46320.38 | 15152.6411 | 37.3 | LargeOffice |  |  | 0 | LargeOffice | 12 |  | 13 | NECB2011 | 0.085057 | 178146.0371 | 28.2439 | 36.6846 | 59.8341 | 1.8808 | 247.2959 | 120.6525 | MONTREAL | QUEBEC | 0.1273 | 5.7623 | 0 | 5.8896 | 8.1076 | 1.5094 | 0 | 9.617 | 0 | 0.027007 | 0 | 0 | 0.32758 | 0.067326 | 0.00658 | 0.066782 | 0.094755 | 0.11764 | 0.11665 | 0.011863 | 0.44423 | 0.049864 | 37.22 | 40.4606 | Natural Gas | 37.3 | 0.757 |  | 0.284 |  |  |  | 0.183 | 0.247 | 2.2 |  | 0 | Montreal-Trudeau Intl AP | CAN | 323 | 4090 | 45.471 | -73.741 | 6 | 4400 | QC | CAN_QC_Montreal-Trudeau.Intl.AP.716270_CWEC2016.epw | 0 | 0 | 0 | 0 | 2309.71 | 2192.9915 | 25.7352 | 0.011735 | 9406.2 | 0.1 | 2021-03-24 15:12:39 +0000 | eef80c06 | 0.2.11 | :adv_dx_units: NECB_Default :analysis_id: 6a87033d-ede6-4783-acf8-880bd0e50e61 :analysis_name: baseline-2021-03-24 :boiler_eff: NECB_Default :btap_batch_version: 1.0.002 :building_type: LargeOffice :compute_environment: aws_batch :datapoint_id: ddbb1af1-9892-4ca3-902e-ee2a9d56d069 :daylighting_type: NECB_Default :dcv_type: NECB_Default :door_construction_cond: NECB_Default :ecm_system_name: NECB_Default :enable_costing: true :epw_file: CAN_QC_Montreal-Trudeau.Intl.AP.716270_CWEC2016.epw :erv_package: NECB_Default :ext_floor_cond: NECB_Default :ext_roof_cond: NECB_Default :ext_wall_cond: NECB_Default :fdwr_set: NECB_Default :fixed_wind_solar_trans: NECB_Default :fixed_window_cond: NECB_Default :furnace_eff: NECB_Default :glass_door_cond: NECB_Default :glass_door_solar_trans: NECB_Default :ground_floor_cond: NECB_Default :ground_roof_cond: NECB_Default :ground_wall_cond: NECB_Default :lights_scale: NECB_Default :lights_type: NECB_Default :overhead_door_cond: NECB_Default :primary_heating_fuel: NaturalGas :pv_ground_azimuth_angle: NECB_Default :pv_ground_module_description: NECB_Default :pv_ground_tilt_angle: NECB_Default :pv_ground_total_area_pv_panels_m2: NECB_Default :pv_ground_type: NECB_Default :rotation_degrees: NECB_Default :run_annual_simulation: true :s3_bucket: '834599497928' :scale_x: NECB_Default :scale_y: NECB_Default :scale_z: NECB_Default :shw_eff: NECB_Default :skylight_cond: NECB_Default :skylight_solar_trans: NECB_Default :srr_set: NECB_Default :template: NECB2011 | 0.0024048 | TRUE | 802.0746 |  | https://s3.console.aws.amazon.com/s3/buckets/834599497928?region=ca-central-1&prefix=sara.gilani/baseline-2021-03-24/6a87033d-ede6-4783-acf8-880bd0e50e61/output/ddbb1af1-9892-4ca3-902e-ee2a9d56d069/ | 1.0.002 | 0 | 0 |  | 0 | 0 | tier_1 | 0
139 | 0 |  | NECB_Default | NECB_Default | NECB_Default | NECB_Default | NECB_Default | NECB_Default | NECB_Default | NECB_Default | LargeOffice | NECB2011 | CAN_NS_Halifax.Dockyard.713280_CWEC2016.epw | NaturalGas | NECB_Default | NECB_Default | NECB_Default | NECB_Default | NECB_Default | NECB_Default | NECB_Default | NECB_Default | NECB_Default | NECB_Default | NECB_Default | NECB_Default | NECB_Default | NECB_Default | NECB_Default | NECB_Default | NECB_Default | NECB_Default | NECB_Default | NECB_Default | NECB_Default | NECB_Default | NECB_Default | NECB_Default | NECB_Default | NECB_Default | NECB_Default | aws_batch | 834599497928 | [5 empty] | baseline-2021-03-24 | 6a87033d-ede6-4783-acf8-880bd0e50e61 | TRUE | TRUE | a89a70d0-6d21-431f-b156-3854efa02472 |  | 46320.38 | 15152.6411 | 40 | LargeOffice |  |  | 0 | LargeOffice | 12 |  | 13 | NECB2011 | 0.085057 | 178146.0371 | 25.2932 | 34.2755 | 57.8727 | 1.8197 | 235.7539 | 116.4927 | HALIFAX | NOVA SCOTIA | 64.3122 | 5.1108 | 0 | 69.423 | 12.6128 | 1.29 | 0 | 13.9028 | 0 | 0.019801 | 0 | 0 | 0.31714 | 0.069963 | 0.0031073 | 0.053545 | 0.094755 | 0.11764 | 0.10271 | 0.010302 | 0.41985 | 0.049163 | 35.4852 | 35.1731 | Natural Gas | 40 | 0.757 |  | 0.284 |  |  |  | 0.183 | 0.247 | 2.2 |  | 0 | Halifax Dockyard | CAN | 112 | 3647 | 44.655 | -63.577 | 6 | 4000 | NS | CAN_NS_Halifax.Dockyard.713280_CWEC2016.epw | 0 | 0 | 0 | 0 | 2277.24 | 2192.9915 | 25.7352 | 0.011735 | 9406.2 | 0.1 | 2021-03-24 15:12:07 +0000 | eef80c06 | 0.2.11 | :adv_dx_units: NECB_Default :analysis_id: 6a87033d-ede6-4783-acf8-880bd0e50e61 :analysis_name: baseline-2021-03-24 :boiler_eff: NECB_Default :btap_batch_version: 1.0.002 :building_type: LargeOffice :compute_environment: aws_batch :datapoint_id: a89a70d0-6d21-431f-b156-3854efa02472 :daylighting_type: NECB_Default :dcv_type: NECB_Default :door_construction_cond: NECB_Default :ecm_system_name: NECB_Default :enable_costing: true :epw_file: CAN_NS_Halifax.Dockyard.713280_CWEC2016.epw :erv_package: NECB_Default :ext_floor_cond: NECB_Default :ext_roof_cond: NECB_Default :ext_wall_cond: NECB_Default :fdwr_set: NECB_Default :fixed_wind_solar_trans: NECB_Default :fixed_window_cond: NECB_Default :furnace_eff: NECB_Default :glass_door_cond: NECB_Default :glass_door_solar_trans: NECB_Default :ground_floor_cond: NECB_Default :ground_roof_cond: NECB_Default :ground_wall_cond: NECB_Default :lights_scale: NECB_Default :lights_type: NECB_Default :overhead_door_cond: NECB_Default :primary_heating_fuel: NaturalGas :pv_ground_azimuth_angle: NECB_Default :pv_ground_module_description: NECB_Default :pv_ground_tilt_angle: NECB_Default :pv_ground_total_area_pv_panels_m2: NECB_Default :pv_ground_type: NECB_Default :rotation_degrees: NECB_Default :run_annual_simulation: true :s3_bucket: '834599497928' :scale_x: NECB_Default :scale_y: NECB_Default :scale_z: NECB_Default :shw_eff: NECB_Default :skylight_cond: NECB_Default :skylight_solar_trans: NECB_Default :srr_set: NECB_Default :template: NECB2011 | 0.0015727 | TRUE | 802.8569 |  | https://s3.console.aws.amazon.com/s3/buckets/834599497928?region=ca-central-1&prefix=sara.gilani/baseline-2021-03-24/6a87033d-ede6-4783-acf8-880bd0e50e61/output/a89a70d0-6d21-431f-b156-3854efa02472/ | 1.0.002 | 0 | 0 |  | 0 | 0 | tier_1 | 0
140 | 0 |  | NECB_Default | NECB_Default | NECB_Default | NECB_Default | NECB_Default | NECB_Default | NECB_Default | NECB_Default | LargeOffice | NECB2011 | CAN_ON_Toronto.Pearson.Intl.AP.716240_CWEC2016.epw | NaturalGas | NECB_Default | NECB_Default | NECB_Default | NECB_Default | NECB_Default | NECB_Default | NECB_Default | NECB_Default | NECB_Default | NECB_Default | NECB_Default | NECB_Default | NECB_Default | NECB_Default | NECB_Default | NECB_Default | NECB_Default | NECB_Default | NECB_Default | NECB_Default | NECB_Default | NECB_Default | NECB_Default | NECB_Default | NECB_Default | NECB_Default | NECB_Default | aws_batch | 834599497928 | [5 empty] | baseline-2021-03-24 | 6a87033d-ede6-4783-acf8-880bd0e50e61 | TRUE | TRUE | 8784ab73-674c-4ceb-b3bc-6c9fabe35490 |  | 46320.38 | 15152.6411 | 40 | LargeOffice |  |  | 0 | LargeOffice | 12 |  | 13 | NECB2011 | 0.085057 | 178146.0371 | 30.6323 | 36.8657 | 64.3354 | 1.8953 | 261.4436 | 127.7148 | TORONTO | ONTARIO | 1.8539 | 5.4303 | 0 | 7.2842 | 14.8532 | 0.95817 | 0 | 15.8113 | 0 | 0.028713 | 0 | 0 | 0.33378 | 0.071178 | 0.0059447 | 0.061567 | 0.094755 | 0.11764 | 0.10988 | 0.013004 | 0.44366 | 0.048315 | 38.158 | 43.2757 | Natural Gas | 40 | 0.757 |  | 0.379 |  |  |  | 0.183 | 0.278 | 2.2 |  | 0 | Toronto Pearson Intl AP | CAN | 382 | 3615 | 43.677 | -79.631 | 5 | 3890 | ON | CAN_ON_Toronto.Pearson.Intl.AP.716240_CWEC2016.epw | 0 | 0 | 0 | 0 | 2237.98 | 2192.9915 | 25.7352 | 0.011735 | 9406.2 | 0.1 | 2021-03-24 15:12:18 +0000 | eef80c06 | 0.2.11 | :adv_dx_units: NECB_Default :analysis_id: 6a87033d-ede6-4783-acf8-880bd0e50e61 :analysis_name: baseline-2021-03-24 :boiler_eff: NECB_Default :btap_batch_version: 1.0.002 :building_type: LargeOffice :compute_environment: aws_batch :datapoint_id: 8784ab73-674c-4ceb-b3bc-6c9fabe35490 :daylighting_type: NECB_Default :dcv_type: NECB_Default :door_construction_cond: NECB_Default :ecm_system_name: NECB_Default :enable_costing: true :epw_file: CAN_ON_Toronto.Pearson.Intl.AP.716240_CWEC2016.epw :erv_package: NECB_Default :ext_floor_cond: NECB_Default :ext_roof_cond: NECB_Default :ext_wall_cond: NECB_Default :fdwr_set: NECB_Default :fixed_wind_solar_trans: NECB_Default :fixed_window_cond: NECB_Default :furnace_eff: NECB_Default :glass_door_cond: NECB_Default :glass_door_solar_trans: NECB_Default :ground_floor_cond: NECB_Default :ground_roof_cond: NECB_Default :ground_wall_cond: NECB_Default :lights_scale: NECB_Default :lights_type: NECB_Default :overhead_door_cond: NECB_Default :primary_heating_fuel: NaturalGas :pv_ground_azimuth_angle: NECB_Default :pv_ground_module_description: NECB_Default :pv_ground_tilt_angle: NECB_Default :pv_ground_total_area_pv_panels_m2: NECB_Default :pv_ground_type: NECB_Default :rotation_degrees: NECB_Default :run_annual_simulation: true :s3_bucket: '834599497928' :scale_x: NECB_Default :scale_y: NECB_Default :scale_z: NECB_Default :shw_eff: NECB_Default :skylight_cond: NECB_Default :skylight_solar_trans: NECB_Default :srr_set: NECB_Default :template: NECB2011 | 0.0025406 | TRUE | 802.8197 |  | https://s3.console.aws.amazon.com/s3/buckets/834599497928?region=ca-central-1&prefix=sara.gilani/baseline-2021-03-24/6a87033d-ede6-4783-acf8-880bd0e50e61/output/8784ab73-674c-4ceb-b3bc-6c9fabe35490/ | 1.0.002 | 0 | 0 |  | 0 | 0 | tier_1 | 0
141 | 0 |  | NECB_Default | NECB_Default | NECB_Default | NECB_Default | NECB_Default | NECB_Default | NECB_Default | NECB_Default | LargeOffice | NECB2011 | CAN_AB_Edmonton.Intl.AP.711230_CWEC2016.epw | NaturalGas | NECB_Default | NECB_Default | NECB_Default | NECB_Default | NECB_Default | NECB_Default | NECB_Default | NECB_Default | NECB_Default | NECB_Default | NECB_Default | NECB_Default | NECB_Default | NECB_Default | NECB_Default | NECB_Default | NECB_Default | NECB_Default | NECB_Default | NECB_Default | NECB_Default | NECB_Default | NECB_Default | NECB_Default | NECB_Default | NECB_Default | NECB_Default | aws_batch | 834599497928 | [5 empty] | baseline-2021-03-24 | 6a87033d-ede6-4783-acf8-880bd0e50e61 | TRUE | TRUE | 2ae7f422-0d93-4d0b-a2fc-6d4212f23dd1 |  | 46320.38 | 15152.6411 | 32.5 | LargeOffice |  |  | 0 | LargeOffice | 12 |  | 13 | NECB2011 | 0.085057 | 178146.0371 | 28.6043 | 37.2146 | 64.8212 | 1.8774 | 257.8948 | 125.3774 | EDMONTON | ALBERTA | 68.0984 | 6.1368 | 0 | 74.2352 | 6.4543 | 0.43781 | 0 | 6.8921 | 0 | 0.013472 | 0 | 0 | 0.3103 | 0.071004 | 0.0029173 | 0.0669 | 0.094755 | 0.11764 | 0.12161 | 0.0094751 | 0.43192 | 0.054713 | 35.3822 | 40.6436 | Natural Gas | 32.5 | 0.757 |  | 0.284 |  |  |  | 0.162 | 0.21 | 2.2 |  | 0 | Edmonton Intl AP | CAN | 23 | 5588 | 53.31 | -113.579 | 7a | 5120 | AB | CAN_AB_Edmonton.Intl.AP.711230_CWEC2016.epw | 0 | 0 | 0 | 0 | 2534.32 | 2192.9915 | 25.7352 | 0.011735 | 9406.2 | 0.1 | 2021-03-24 15:12:28 +0000 | eef80c06 | 0.2.11 | :adv_dx_units: NECB_Default :analysis_id: 6a87033d-ede6-4783-acf8-880bd0e50e61 :analysis_name: baseline-2021-03-24 :boiler_eff: NECB_Default :btap_batch_version: 1.0.002 :building_type: LargeOffice :compute_environment: aws_batch :datapoint_id: 2ae7f422-0d93-4d0b-a2fc-6d4212f23dd1 :daylighting_type: NECB_Default :dcv_type: NECB_Default :door_construction_cond: NECB_Default :ecm_system_name: NECB_Default :enable_costing: true :epw_file: CAN_AB_Edmonton.Intl.AP.711230_CWEC2016.epw :erv_package: NECB_Default :ext_floor_cond: NECB_Default :ext_roof_cond: NECB_Default :ext_wall_cond: NECB_Default :fdwr_set: NECB_Default :fixed_wind_solar_trans: NECB_Default :fixed_window_cond: NECB_Default :furnace_eff: NECB_Default :glass_door_cond: NECB_Default :glass_door_solar_trans: NECB_Default :ground_floor_cond: NECB_Default :ground_roof_cond: NECB_Default :ground_wall_cond: NECB_Default :lights_scale: NECB_Default :lights_type: NECB_Default :overhead_door_cond: NECB_Default :primary_heating_fuel: NaturalGas :pv_ground_azimuth_angle: NECB_Default :pv_ground_module_description: NECB_Default :pv_ground_tilt_angle: NECB_Default :pv_ground_total_area_pv_panels_m2: NECB_Default :pv_ground_type: NECB_Default :rotation_degrees: NECB_Default :run_annual_simulation: true :s3_bucket: '834599497928' :scale_x: NECB_Default :scale_y: NECB_Default :scale_z: NECB_Default :shw_eff: NECB_Default :skylight_cond: NECB_Default :skylight_solar_trans: NECB_Default :srr_set: NECB_Default :template: NECB2011 | 0.0010369 | TRUE | 803.079 |  | https://s3.console.aws.amazon.com/s3/buckets/834599497928?region=ca-central-1&prefix=sara.gilani/baseline-2021-03-24/6a87033d-ede6-4783-acf8-880bd0e50e61/output/2ae7f422-0d93-4d0b-a2fc-6d4212f23dd1/ | 1.0.002 | 0 | 0 |  | 0 | 0 | tier_1 | 0
142 | 0 |  | NECB_Default | NECB_Default | NECB_Default | NECB_Default | NECB_Default | NECB_Default | NECB_Default | NECB_Default | LargeOffice | NECB2011 | CAN_AB_Calgary.Intl.AP.718770_CWEC2016.epw | NaturalGas | NECB_Default | NECB_Default | NECB_Default | NECB_Default | NECB_Default | NECB_Default | NECB_Default | NECB_Default | NECB_Default | NECB_Default | NECB_Default | NECB_Default | NECB_Default | NECB_Default | NECB_Default | NECB_Default | NECB_Default | NECB_Default | NECB_Default | NECB_Default | NECB_Default | NECB_Default | NECB_Default | NECB_Default | NECB_Default | NECB_Default | NECB_Default | aws_batch | 834599497928 | [5 empty] | baseline-2021-03-24 | 6a87033d-ede6-4783-acf8-880bd0e50e61 | TRUE | TRUE | de9c8c4e-9559-40eb-9c72-b9bc68530264 |  | 46320.38 | 15152.6411 | 33.3 | LargeOffice |  |  | 0 | LargeOffice | 12 |  | 13 | NECB2011 | 0.085057 | 178146.0371 | 28.6754 | 37.1979 | 64.0176 | 1.8782 | 259.0091 | 127.24 | CALGARY | ALBERTA | 70.3586 | 5.5203 | 0 | 75.8788 | 6.6685 | 0.39382 | 0 | 7.0623 | 0 | 0.015187 | 0 | 0 | 0.3206 | 0.076366 | 0.0016969 | 0.056821 | 0.094755 | 0.11764 | 0.1094 | 0.013863 | 0.43 | 0.052574 | 35.8026 | 40.299 | Natural Gas | 33.3 | 0.757 |  | 0.284 |  |  |  | 0.162 | 0.21 | 2.2 |  | 0 | Calgary Intl AP | CAN | 64 | 4781 | 51.114 | -114.02 | 7a | 5000 | AB | CAN_AB_Calgary.Intl.AP.718770_CWEC2016.epw | 0 | 0 | 0 | 0 | 2435.24 | 2192.9915 | 25.7352 | 0.011735 | 9406.2 | 0.1 | 2021-03-24 15:12:05 +0000 | eef80c06 | 0.2.11 | :adv_dx_units: NECB_Default :analysis_id: 6a87033d-ede6-4783-acf8-880bd0e50e61 :analysis_name: baseline-2021-03-24 :boiler_eff: NECB_Default :btap_batch_version: 1.0.002 :building_type: LargeOffice :compute_environment: aws_batch :datapoint_id: de9c8c4e-9559-40eb-9c72-b9bc68530264 :daylighting_type: NECB_Default :dcv_type: NECB_Default :door_construction_cond: NECB_Default :ecm_system_name: NECB_Default :enable_costing: true :epw_file: CAN_AB_Calgary.Intl.AP.718770_CWEC2016.epw :erv_package: NECB_Default :ext_floor_cond: NECB_Default :ext_roof_cond: NECB_Default :ext_wall_cond: NECB_Default :fdwr_set: NECB_Default :fixed_wind_solar_trans: NECB_Default :fixed_window_cond: NECB_Default :furnace_eff: NECB_Default :glass_door_cond: NECB_Default :glass_door_solar_trans: NECB_Default :ground_floor_cond: NECB_Default :ground_roof_cond: NECB_Default :ground_wall_cond: NECB_Default :lights_scale: NECB_Default :lights_type: NECB_Default :overhead_door_cond: NECB_Default :primary_heating_fuel: NaturalGas :pv_ground_azimuth_angle: NECB_Default :pv_ground_module_description: NECB_Default :pv_ground_tilt_angle: NECB_Default :pv_ground_total_area_pv_panels_m2: NECB_Default :pv_ground_type: NECB_Default :rotation_degrees: NECB_Default :run_annual_simulation: true :s3_bucket: '834599497928' :scale_x: NECB_Default :scale_y: NECB_Default :scale_z: NECB_Default :shw_eff: NECB_Default :skylight_cond: NECB_Default :skylight_solar_trans: NECB_Default :srr_set: NECB_Default :template: NECB2011 | 0.0010904 | TRUE | 802.9027 |  | https://s3.console.aws.amazon.com/s3/buckets/834599497928?region=ca-central-1&prefix=sara.gilani/baseline-2021-03-24/6a87033d-ede6-4783-acf8-880bd0e50e61/output/de9c8c4e-9559-40eb-9c72-b9bc68530264/ | 1.0.002 | 0 | 0 |  | 0 | 0 | tier_1 | 0
143 | 0 |  | NECB_Default | NECB_Default | NECB_Default | NECB_Default | NECB_Default | NECB_Default | NECB_Default | NECB_Default | LargeOffice | NECB2011 | CAN_BC_Vancouver.Intl.AP.718920_CWEC2016.epw | NaturalGas | NECB_Default | NECB_Default | NECB_Default | NECB_Default | NECB_Default | NECB_Default | NECB_Default | NECB_Default | NECB_Default | NECB_Default | NECB_Default | NECB_Default | NECB_Default | NECB_Default | NECB_Default | NECB_Default | NECB_Default | NECB_Default | NECB_Default | NECB_Default | NECB_Default | NECB_Default | NECB_Default | NECB_Default | NECB_Default | NECB_Default | NECB_Default | aws_batch | 834599497928 | [5 empty] | baseline-2021-03-24 | 6a87033d-ede6-4783-acf8-880bd0e50e61 | TRUE | TRUE | f8703d2d-9a2f-4016-8235-eb9584829769 |  | 46320.38 | 15152.6411 | 40 | LargeOffice |  |  | 0 | LargeOffice | 12 |  | 13 | NECB2011 | 0.085057 | 178146.0371 | 27.5211 | 31.8035 | 58.1151 | 1.8445 | 237.0198 | 117.7356 | VANCOUVER | BRITISH COLUMBIA | 0.88731 | 4.813 | 0 | 5.7003 | 8.8607 | 1.0798 | 0 | 9.9405 | 0 | 0.018015 | 0 | 0 | 0.3131 | 0.069693 | 0.0012888 | 0.048537 | 0.094755 | 0.11764 | 0.095469 | 0.01032 | 0.40857 | 0.046933 | 35.432 | 24.3174 | Natural Gas | 40 | 0.757 |  | 0.568 |  |  |  | 0.227 | 0.315 | 2.4 |  | 0 | Vancouver Intl AP | CAN | 42 | 2797 | 49.195 | -123.184 | 4 | 2800 | BC | CAN_BC_Vancouver.Intl.AP.718920_CWEC2016.epw | 0 | 0 | 0 | 0 | 2173.94 | 2319.7343 | 25.7352 | 0.011094 | 9406.2 | 0.1 | 2021-03-24 15:12:15 +0000 | eef80c06 | 0.2.11 | :adv_dx_units: NECB_Default :analysis_id: 6a87033d-ede6-4783-acf8-880bd0e50e61 :analysis_name: baseline-2021-03-24 :boiler_eff: NECB_Default :btap_batch_version: 1.0.002 :building_type: LargeOffice :compute_environment: aws_batch :datapoint_id: f8703d2d-9a2f-4016-8235-eb9584829769 :daylighting_type: NECB_Default :dcv_type: NECB_Default :door_construction_cond: NECB_Default :ecm_system_name: NECB_Default :enable_costing: true :epw_file: CAN_BC_Vancouver.Intl.AP.718920_CWEC2016.epw :erv_package: NECB_Default :ext_floor_cond: NECB_Default :ext_roof_cond: NECB_Default :ext_wall_cond: NECB_Default :fdwr_set: NECB_Default :fixed_wind_solar_trans: NECB_Default :fixed_window_cond: NECB_Default :furnace_eff: NECB_Default :glass_door_cond: NECB_Default :glass_door_solar_trans: NECB_Default :ground_floor_cond: NECB_Default :ground_roof_cond: NECB_Default :ground_wall_cond: NECB_Default :lights_scale: NECB_Default :lights_type: NECB_Default :overhead_door_cond: NECB_Default :primary_heating_fuel: NaturalGas :pv_ground_azimuth_angle: NECB_Default :pv_ground_module_description: NECB_Default :pv_ground_tilt_angle: NECB_Default :pv_ground_total_area_pv_panels_m2: NECB_Default :pv_ground_type: NECB_Default :rotation_degrees: NECB_Default :run_annual_simulation: true :s3_bucket: '834599497928' :scale_x: NECB_Default :scale_y: NECB_Default :scale_z: NECB_Default :shw_eff: NECB_Default :skylight_cond: NECB_Default :skylight_solar_trans: NECB_Default :srr_set: NECB_Default :template: NECB2011 | 0.0013836 | TRUE | 803.1186 |  | https://s3.console.aws.amazon.com/s3/buckets/834599497928?region=ca-central-1&prefix=sara.gilani/baseline-2021-03-24/6a87033d-ede6-4783-acf8-880bd0e50e61/output/f8703d2d-9a2f-4016-8235-eb9584829769/ | 1.0.002 | 0 | 0 |  | 0 | 0 | tier_1 | 0
144 | 0 |  | NECB_Default | NECB_Default | NECB_Default | NECB_Default | NECB_Default | NECB_Default | NECB_Default | NECB_Default | LargeOffice | NECB2015 | CAN_BC_Vancouver.Intl.AP.718920_CWEC2016.epw | NaturalGas | NECB_Default | NECB_Default | NECB_Default | NECB_Default | NECB_Default | NECB_Default | NECB_Default | NECB_Default | NECB_Default | NECB_Default | NECB_Default | NECB_Default | NECB_Default | NECB_Default | NECB_Default | NECB_Default | NECB_Default | NECB_Default | NECB_Default | NECB_Default | NECB_Default | NECB_Default | NECB_Default | NECB_Default | NECB_Default | NECB_Default | NECB_Default | aws_batch | 834599497928 | [5 empty] | baseline-2021-03-24 | 6a87033d-ede6-4783-acf8-880bd0e50e61 | TRUE | TRUE | 569deacf-bf8a-4c8c-942f-b3bb2ef6bfc6 |  | 46320.38 | 15152.6411 | 40 | LargeOffice |  |  | 0 | LargeOffice | 12 |  | 13 | NECB2015 | 0.085057 | 178146.0371 | 27.5211 | 32.6631 | 60.2681 | 1.8445 | 238.8163 | 116.5196 | VANCOUVER | BRITISH COLUMBIA | 0.84736 | 4.8817 | 0 | 5.7291 | 8.4617 | 1.0952 | 0 | 9.5569 | 0 | 0.017676 | 0 | 0 | 0.299 | 0.067409 | 0.0012692 | 0.050438 | 0.09479 | 0.10387 | 0.096832 | 0.0128 | 0.39583 | 0.046394 | 34.5119 | 22.8737 | Natural Gas | 40 | 0.757 |  | 0.568 |  |  |  | 0.227 | 0.315 | 2.4 |  | 0 | Vancouver Intl AP | CAN | 42 | 2797 | 49.195 | -123.184 | 4 | 2800 | BC | CAN_BC_Vancouver.Intl.AP.718920_CWEC2016.epw | 0 | 0 | 0 | 0 | 2148.98 | 2318.7204 | 25.4096 | 0.010958 | 9287.2 | 0.1 | 2021-03-24 15:12:39 +0000 | eef80c06 | 0.2.11 | :adv_dx_units: NECB_Default :analysis_id: 6a87033d-ede6-4783-acf8-880bd0e50e61 :analysis_name: baseline-2021-03-24 :boiler_eff: NECB_Default :btap_batch_version: 1.0.002 :building_type: LargeOffice :compute_environment: aws_batch :datapoint_id: 569deacf-bf8a-4c8c-942f-b3bb2ef6bfc6 :daylighting_type: NECB_Default :dcv_type: NECB_Default :door_construction_cond: NECB_Default :ecm_system_name: NECB_Default :enable_costing: true :epw_file: CAN_BC_Vancouver.Intl.AP.718920_CWEC2016.epw :erv_package: NECB_Default :ext_floor_cond: NECB_Default :ext_roof_cond: NECB_Default :ext_wall_cond: NECB_Default :fdwr_set: NECB_Default :fixed_wind_solar_trans: NECB_Default :fixed_window_cond: NECB_Default :furnace_eff: NECB_Default :glass_door_cond: NECB_Default :glass_door_solar_trans: NECB_Default :ground_floor_cond: NECB_Default :ground_roof_cond: NECB_Default :ground_wall_cond: NECB_Default :lights_scale: NECB_Default :lights_type: NECB_Default :overhead_door_cond: NECB_Default :primary_heating_fuel: NaturalGas :pv_ground_azimuth_angle: NECB_Default :pv_ground_module_description: NECB_Default :pv_ground_tilt_angle: NECB_Default :pv_ground_total_area_pv_panels_m2: NECB_Default :pv_ground_type: NECB_Default :rotation_degrees: NECB_Default :run_annual_simulation: true :s3_bucket: '834599497928' :scale_x: NECB_Default :scale_y: NECB_Default :scale_z: NECB_Default :shw_eff: NECB_Default :skylight_cond: NECB_Default :skylight_solar_trans: NECB_Default :srr_set: NECB_Default :template: NECB2015 | 0.0011904 | TRUE | 803.8832 |  | https://s3.console.aws.amazon.com/s3/buckets/834599497928?region=ca-central-1&prefix=sara.gilani/baseline-2021-03-24/6a87033d-ede6-4783-acf8-880bd0e50e61/output/569deacf-bf8a-4c8c-942f-b3bb2ef6bfc6/ | 1.0.002 | 0 | 0 |  | 0 | 0 | tier_1 | 0
145 | 0 |  | NECB_Default | NECB_Default | NECB_Default | NECB_Default | NECB_Default | NECB_Default | NECB_Default | NECB_Default | LargeOffice | NECB2015 | CAN_QC_Montreal-Trudeau.Intl.AP.716270_CWEC2016.epw | Electricity | NECB_Default | NECB_Default | NECB_Default | NECB_Default | NECB_Default | NECB_Default | NECB_Default | NECB_Default | NECB_Default | NECB_Default | NECB_Default | NECB_Default | NECB_Default | NECB_Default | NECB_Default | NECB_Default | NECB_Default | NECB_Default | NECB_Default | NECB_Default | NECB_Default | NECB_Default | NECB_Default | NECB_Default | NECB_Default | NECB_Default | NECB_Default | aws_batch | 834599497928 | [5 empty] | baseline-2021-03-24 | 6a87033d-ede6-4783-acf8-880bd0e50e61 | TRUE | TRUE | 17c1f84e-ee15-4872-b86e-7ceff9b06e53 |  | 46320.38 | 15152.6411 | 37.3 | LargeOffice |  |  | 0 | LargeOffice | 12 |  | 13 | NECB2015 | 0.085057 | 178146.0371 | 28.2439 | 27.5909 | 62.0482 | 3.7635 | 238.68 | 117.0334 | MONTREAL | QUEBEC | 0.15683 | 0 | 0 | 0.15683 | 9.9883 | 0 | 0 | 9.9883 | 0 | 0.026379 | 0 | 0 | 0.40357 | 0.064881 | 0.0054054 | 0.053271 | 0.09479 | 0.10387 | 0 | 0.014184 | 0.40357 | 0.038729 | 58.257 | 0 | Electricity | 37.3 | 0.757 |  | 0.284 |  |  |  | 0.183 | 0.247 | 2.2 |  | 0 | Montreal-Trudeau Intl AP | CAN | 323 | 4090 | 45.471 | -73.741 | 6 | 4400 | QC | CAN_QC_Montreal-Trudeau.Intl.AP.716270_CWEC2016.epw | 0 | 4.9082 | 0.0022391 | 1793.94 | 0 | 2192.0411 | 25.4096 | 0.011592 | 9287.2 | 0.1 | 2021-03-24 15:11:47 +0000 | eef80c06 | 0.2.11 | :adv_dx_units: NECB_Default :analysis_id: 6a87033d-ede6-4783-acf8-880bd0e50e61 :analysis_name: baseline-2021-03-24 :boiler_eff: NECB_Default :btap_batch_version: 1.0.002 :building_type: LargeOffice :compute_environment: aws_batch :datapoint_id: 17c1f84e-ee15-4872-b86e-7ceff9b06e53 :daylighting_type: NECB_Default :dcv_type: NECB_Default :door_construction_cond: NECB_Default :ecm_system_name: NECB_Default :enable_costing: true :epw_file: CAN_QC_Montreal-Trudeau.Intl.AP.716270_CWEC2016.epw :erv_package: NECB_Default :ext_floor_cond: NECB_Default :ext_roof_cond: NECB_Default :ext_wall_cond: NECB_Default :fdwr_set: NECB_Default :fixed_wind_solar_trans: NECB_Default :fixed_window_cond: NECB_Default :furnace_eff: NECB_Default :glass_door_cond: NECB_Default :glass_door_solar_trans: NECB_Default :ground_floor_cond: NECB_Default :ground_roof_cond: NECB_Default :ground_wall_cond: NECB_Default :lights_scale: NECB_Default :lights_type: NECB_Default :overhead_door_cond: NECB_Default :primary_heating_fuel: Electricity :pv_ground_azimuth_angle: NECB_Default :pv_ground_module_description: NECB_Default :pv_ground_tilt_angle: NECB_Default :pv_ground_total_area_pv_panels_m2: NECB_Default :pv_ground_type: NECB_Default :rotation_degrees: NECB_Default :run_annual_simulation: true :s3_bucket: '834599497928' :scale_x: NECB_Default :scale_y: NECB_Default :scale_z: NECB_Default :shw_eff: NECB_Default :skylight_cond: NECB_Default :skylight_solar_trans: NECB_Default :srr_set: NECB_Default :template: NECB2015 | 0.002063 | TRUE | 804.6377 |  | https://s3.console.aws.amazon.com/s3/buckets/834599497928?region=ca-central-1&prefix=sara.gilani/baseline-2021-03-24/6a87033d-ede6-4783-acf8-880bd0e50e61/output/17c1f84e-ee15-4872-b86e-7ceff9b06e53/ | 1.0.002 | 0 | 0 |  | 0 | 0 | tier_1 | 0
146 | 0 |  | NECB_Default | NECB_Default | NECB_Default | NECB_Default | NECB_Default | NECB_Default | NECB_Default | NECB_Default | LargeOffice | NECB2017 | CAN_QC_Montreal-Trudeau.Intl.AP.716270_CWEC2016.epw | Electricity | NECB_Default | NECB_Default | NECB_Default | NECB_Default | NECB_Default | NECB_Default | NECB_Default | NECB_Default | NECB_Default | NECB_Default | NECB_Default | NECB_Default | NECB_Default | NECB_Default | NECB_Default | NECB_Default | NECB_Default | NECB_Default | NECB_Default | NECB_Default | NECB_Default | NECB_Default | NECB_Default | NECB_Default | NECB_Default | NECB_Default | NECB_Default | aws_batch | 834599497928 | [5 empty] | baseline-2021-03-24 | 6a87033d-ede6-4783-acf8-880bd0e50e61 | TRUE | TRUE | 3231089c-b041-4396-bc60-42480d472dc6 |  | 46320.38 | 15152.6411 | 37.3 | LargeOffice |  |  | 0 | LargeOffice | 12 |  | 13 | NECB2017 | 0.085057 | 178146.0371 | 29.0726 | 25.9973 | 62.0482 | 3.7635 | 237.1232 | 116.2415 | MONTREAL | QUEBEC | 0.14654 | 0 | 0 | 0.14654 | 9.3332 | 0 | 0 | 9.3332 | 0 | 0.025139 | 0 | 0 | 0.3771 | 0.061952 | 0.0056062 | 0.049829 | 0.09479 | 0.08574 | 0 | 0.013336 | 0.3771 | 0.038729 | 55.4327 | 0 | Electricity | 37.3 | 0.757 |  | 0.284 |  |  |  | 0.156 | 0.247 | 1.9 |  | 0 | Montreal-Trudeau Intl AP | CAN | 323 | 4090 | 45.471 | -73.741 | 6 | 4400 | QC | CAN_QC_Montreal-Trudeau.Intl.AP.716270_CWEC2016.epw | 0 | 4.9082 | 0.0022391 | 1793.96 | 0 | 2192.0411 | 25.4096 | 0.011592 | 9287.2 | 0.1 | 2021-03-24 15:11:59 +0000 | eef80c06 | 0.2.11 | :adv_dx_units: NECB_Default :analysis_id: 6a87033d-ede6-4783-acf8-880bd0e50e61 :analysis_name: baseline-2021-03-24 :boiler_eff: NECB_Default :btap_batch_version: 1.0.002 :building_type: LargeOffice :compute_environment: aws_batch :datapoint_id: 3231089c-b041-4396-bc60-42480d472dc6 :daylighting_type: NECB_Default :dcv_type: NECB_Default :door_construction_cond: NECB_Default :ecm_system_name: NECB_Default :enable_costing: true :epw_file: CAN_QC_Montreal-Trudeau.Intl.AP.716270_CWEC2016.epw :erv_package: NECB_Default :ext_floor_cond: NECB_Default :ext_roof_cond: NECB_Default :ext_wall_cond: NECB_Default :fdwr_set: NECB_Default :fixed_wind_solar_trans: NECB_Default :fixed_window_cond: NECB_Default :furnace_eff: NECB_Default :glass_door_cond: NECB_Default :glass_door_solar_trans: NECB_Default :ground_floor_cond: NECB_Default :ground_roof_cond: NECB_Default :ground_wall_cond: NECB_Default :lights_scale: NECB_Default :lights_type: NECB_Default :overhead_door_cond: NECB_Default :primary_heating_fuel: Electricity :pv_ground_azimuth_angle: NECB_Default :pv_ground_module_description: NECB_Default :pv_ground_tilt_angle: NECB_Default :pv_ground_total_area_pv_panels_m2: NECB_Default :pv_ground_type: NECB_Default :rotation_degrees: NECB_Default :run_annual_simulation: true :s3_bucket: '834599497928' :scale_x: NECB_Default :scale_y: NECB_Default :scale_z: NECB_Default :shw_eff: NECB_Default :skylight_cond: NECB_Default :skylight_solar_trans: NECB_Default :srr_set: NECB_Default :template: NECB2017 | 0.0019775 | TRUE | 804.3704 |  | https://s3.console.aws.amazon.com/s3/buckets/834599497928?region=ca-central-1&prefix=sara.gilani/baseline-2021-03-24/6a87033d-ede6-4783-acf8-880bd0e50e61/output/3231089c-b041-4396-bc60-42480d472dc6/ | 1.0.002 | 0 | 0 |  | 0 | 0 | tier_1 | 0
147 | 0 |  | NECB_Default | NECB_Default | NECB_Default | NECB_Default | NECB_Default | NECB_Default | NECB_Default | NECB_Default | LargeOffice | NECB2015 | CAN_BC_Vancouver.Intl.AP.718920_CWEC2016.epw | Electricity | NECB_Default | NECB_Default | NECB_Default | NECB_Default | NECB_Default | NECB_Default | NECB_Default | NECB_Default | NECB_Default | NECB_Default | NECB_Default | NECB_Default | NECB_Default | NECB_Default | NECB_Default | NECB_Default | NECB_Default | NECB_Default | NECB_Default | NECB_Default | NECB_Default | NECB_Default | NECB_Default | NECB_Default | NECB_Default | NECB_Default | NECB_Default | aws_batch | 834599497928 | [5 empty] | baseline-2021-03-24 | 6a87033d-ede6-4783-acf8-880bd0e50e61 | TRUE | TRUE | 3e169878-a526-454a-8ef7-c3e6e349b633 |  | 46320.38 | 15152.6411 | 40 | LargeOffice |  |  | 0 | LargeOffice | 12 |  | 13 | NECB2015 | 0.085057 | 178146.0371 | 27.5211 | 23.7776 | 60.2681 | 3.7522 | 229.0128 | 113.6938 | VANCOUVER | BRITISH COLUMBIA | 1.0522 | 0 | 0 | 1.0522 | 10.5073 | 0 | 0 | 10.5073 | 0 | 0.017674 | 0 | 0 | 0.37128 | 0.067268 | 0.0012809 | 0.036247 | 0.09479 | 0.10387 | 0 | 0.012633 | 0.37128 | 0.036333 | 39.0425 | 0 | Electricity | 40 | 0.757 |  | 0.568 |  |  |  | 0.227 | 0.315 | 2.4 |  | 0 | Vancouver Intl AP | CAN | 42 | 2797 | 49.195 | -123.184 | 4 | 2800 | BC | CAN_BC_Vancouver.Intl.AP.718920_CWEC2016.epw | 0 | 4.6045 | 0.0019858 | 1682.96 | 0 | 2318.7204 | 25.4096 | 0.010958 | 9287.2 | 0.1 | 2021-03-24 15:11:51 +0000 | eef80c06 | 0.2.11 | :adv_dx_units: NECB_Default :analysis_id: 6a87033d-ede6-4783-acf8-880bd0e50e61 :analysis_name: baseline-2021-03-24 :boiler_eff: NECB_Default :btap_batch_version: 1.0.002 :building_type: LargeOffice :compute_environment: aws_batch :datapoint_id: 3e169878-a526-454a-8ef7-c3e6e349b633 :daylighting_type: NECB_Default :dcv_type: NECB_Default :door_construction_cond: NECB_Default :ecm_system_name: NECB_Default :enable_costing: true :epw_file: CAN_BC_Vancouver.Intl.AP.718920_CWEC2016.epw :erv_package: NECB_Default :ext_floor_cond: NECB_Default :ext_roof_cond: NECB_Default :ext_wall_cond: NECB_Default :fdwr_set: NECB_Default :fixed_wind_solar_trans: NECB_Default :fixed_window_cond: NECB_Default :furnace_eff: NECB_Default :glass_door_cond: NECB_Default :glass_door_solar_trans: NECB_Default :ground_floor_cond: NECB_Default :ground_roof_cond: NECB_Default :ground_wall_cond: NECB_Default :lights_scale: NECB_Default :lights_type: NECB_Default :overhead_door_cond: NECB_Default :primary_heating_fuel: Electricity :pv_ground_azimuth_angle: NECB_Default :pv_ground_module_description: NECB_Default :pv_ground_tilt_angle: NECB_Default :pv_ground_total_area_pv_panels_m2: NECB_Default :pv_ground_type: NECB_Default :rotation_degrees: NECB_Default :run_annual_simulation: true :s3_bucket: '834599497928' :scale_x: NECB_Default :scale_y: NECB_Default :scale_z: NECB_Default :shw_eff: NECB_Default :skylight_cond: NECB_Default :skylight_solar_trans: NECB_Default :srr_set: NECB_Default :template: NECB2015 | 0.0011906 | TRUE | 805.1638 |  | https://s3.console.aws.amazon.com/s3/buckets/834599497928?region=ca-central-1&prefix=sara.gilani/baseline-2021-03-24/6a87033d-ede6-4783-acf8-880bd0e50e61/output/3e169878-a526-454a-8ef7-c3e6e349b633/ | 1.0.002 | 0 | 0 |  | 0 | 0 | tier_1 | 0
148 | 0 |  | NECB_Default | NECB_Default | NECB_Default | NECB_Default | NECB_Default | NECB_Default | NECB_Default | NECB_Default | LargeOffice | NECB2017 | CAN_NS_Halifax.Dockyard.713280_CWEC2016.epw | Electricity | NECB_Default | NECB_Default | NECB_Default | NECB_Default | NECB_Default | NECB_Default | NECB_Default | NECB_Default | NECB_Default | NECB_Default | NECB_Default | NECB_Default | NECB_Default | NECB_Default | NECB_Default | NECB_Default | NECB_Default | NECB_Default | NECB_Default | NECB_Default | NECB_Default | NECB_Default | NECB_Default | NECB_Default | NECB_Default | NECB_Default | NECB_Default | aws_batch | 834599497928 | [5 empty] | baseline-2021-03-24 | 6a87033d-ede6-4783-acf8-880bd0e50e61 | TRUE | TRUE | fb966741-87fb-47ad-9332-ca7a0b8c74ad |  | 46320.38 | 15152.6411 | 40 | LargeOffice |  |  | 0 | LargeOffice | 12 |  | 13 | NECB2017 | 0.085057 | 178146.0371 | 26.1944 | 23.7247 | 60.0205 | 3.7266 | 221.069 | 107.4027 | HALIFAX | NOVA SCOTIA | 73.5447 | 0 | 0 | 73.5447 | 14.4235 | 0 | 0 | 14.4235 | 0 | 0.019231 | 0 | 0 | 0.36267 | 0.064869 | 0.0031224 | 0.036916 | 0.09479 | 0.08574 | 0 | 0.018557 | 0.36267 | 0.038144 | 37.4196 | 0 | Electricity | 40 | 0.757 |  | 0.284 |  |  |  | 0.156 | 0.247 | 1.9 |  | 0 | Halifax Dockyard | CAN | 112 | 3647 | 44.655 | -63.577 | 6 | 4000 | NS | CAN_NS_Halifax.Dockyard.713280_CWEC2016.epw | 0 | 4.834 | 0.0022053 | 1766.84 | 0 | 2192.0411 | 25.4096 | 0.011592 | 9287.2 | 0.1 | 2021-03-24 15:11:50 +0000 | eef80c06 | 0.2.11 | :adv_dx_units: NECB_Default :analysis_id: 6a87033d-ede6-4783-acf8-880bd0e50e61 :analysis_name: baseline-2021-03-24 :boiler_eff: NECB_Default :btap_batch_version: 1.0.002 :building_type: LargeOffice :compute_environment: aws_batch :datapoint_id: fb966741-87fb-47ad-9332-ca7a0b8c74ad :daylighting_type: NECB_Default :dcv_type: NECB_Default :door_construction_cond: NECB_Default :ecm_system_name: NECB_Default :enable_costing: true :epw_file: CAN_NS_Halifax.Dockyard.713280_CWEC2016.epw :erv_package: NECB_Default :ext_floor_cond: NECB_Default :ext_roof_cond: NECB_Default :ext_wall_cond: NECB_Default :fdwr_set: NECB_Default :fixed_wind_solar_trans: NECB_Default :fixed_window_cond: NECB_Default :furnace_eff: NECB_Default :glass_door_cond: NECB_Default :glass_door_solar_trans: NECB_Default :ground_floor_cond: NECB_Default :ground_roof_cond: NECB_Default :ground_wall_cond: NECB_Default :lights_scale: NECB_Default :lights_type: NECB_Default :overhead_door_cond: NECB_Default :primary_heating_fuel: Electricity :pv_ground_azimuth_angle: NECB_Default :pv_ground_module_description: NECB_Default :pv_ground_tilt_angle: NECB_Default :pv_ground_total_area_pv_panels_m2: NECB_Default :pv_ground_type: NECB_Default :rotation_degrees: NECB_Default :run_annual_simulation: true :s3_bucket: '834599497928' :scale_x: NECB_Default :scale_y: NECB_Default :scale_z: NECB_Default :shw_eff: NECB_Default :skylight_cond: NECB_Default :skylight_solar_trans: NECB_Default :srr_set: NECB_Default :template: NECB2017 | 0.001302 | TRUE | 805.1186 |  | https://s3.console.aws.amazon.com/s3/buckets/834599497928?region=ca-central-1&prefix=sara.gilani/baseline-2021-03-24/6a87033d-ede6-4783-acf8-880bd0e50e61/output/fb966741-87fb-47ad-9332-ca7a0b8c74ad/ | 1.0.002 | 0 | 0 |  | 0 | 0 | tier_1 | 0
149 | 0 |  | NECB_Default | NECB_Default | NECB_Default | NECB_Default | NECB_Default | NECB_Default | NECB_Default | NECB_Default | LargeOffice | NECB2017 | CAN_YT_Whitehorse.Intl.AP.719640_CWEC2016.epw | Electricity | NECB_Default | NECB_Default | NECB_Default | NECB_Default | NECB_Default | NECB_Default | NECB_Default | NECB_Default | NECB_Default | NECB_Default | NECB_Default | NECB_Default | NECB_Default | NECB_Default | NECB_Default | NECB_Default | NECB_Default | NECB_Default | NECB_Default | NECB_Default | NECB_Default | NECB_Default | NECB_Default | NECB_Default | NECB_Default | NECB_Default | NECB_Default | aws_batch | 834599497928 | [5 empty] | baseline-2021-03-24 | 6a87033d-ede6-4783-acf8-880bd0e50e61 | TRUE | TRUE | a598ebca-78ad-47bc-9c13-88c2c181cfcb |  | 46320.38 | 15152.6411 | 22.8 | LargeOffice |  |  | 0 | LargeOffice | 12 |  | 13 | NECB2017 | 0.085057 | 178146.0371 | 24.8672 | 20.5263 | 59.5635 | 3.6968 | 210.9053 | 102.2515 | WHITEHORSE | YUKON | 5.6284 | 0 | 0 | 5.6284 | 12.8897 | 0 | 0 | 12.8897 | 0 | 0.0062189 | 0 | 0 | 0.36187 | 0.055924 | 0.0013648 | 0.060251 | 0.09479 | 0.08574 | 0 | 0.012841 | 0.36187 | 0.044392 | 47.4905 | 0 | Electricity | 22.8 | 0.757 |  | 0.284 |  |  |  | 0.138 | 0.21 | 1.9 |  | 0 | Whitehorse Intl AP | CAN | 5 | 6491 | 60.709 | -135.069 | 7b | 6580 | YT | CAN_YT_Whitehorse.Intl.AP.719640_CWEC2016.epw | 0 | 5.6258 | 0.0025665 | 2056.24 | 0 | 2192.0411 | 25.4096 | 0.011592 | 9287.2 | 0.1 | 2021-03-24 15:12:35 +0000 | eef80c06 | 0.2.11 | :adv_dx_units: NECB_Default :analysis_id: 6a87033d-ede6-4783-acf8-880bd0e50e61 :analysis_name: baseline-2021-03-24 :boiler_eff: NECB_Default :btap_batch_version: 1.0.002 :building_type: LargeOffice :compute_environment: aws_batch :datapoint_id: a598ebca-78ad-47bc-9c13-88c2c181cfcb :daylighting_type: NECB_Default :dcv_type: NECB_Default :door_construction_cond: NECB_Default :ecm_system_name: NECB_Default :enable_costing: true :epw_file: CAN_YT_Whitehorse.Intl.AP.719640_CWEC2016.epw :erv_package: NECB_Default :ext_floor_cond: NECB_Default :ext_roof_cond: NECB_Default :ext_wall_cond: NECB_Default :fdwr_set: NECB_Default :fixed_wind_solar_trans: NECB_Default :fixed_window_cond: NECB_Default :furnace_eff: NECB_Default :glass_door_cond: NECB_Default :glass_door_solar_trans: NECB_Default :ground_floor_cond: NECB_Default :ground_roof_cond: NECB_Default :ground_wall_cond: NECB_Default :lights_scale: NECB_Default :lights_type: NECB_Default :overhead_door_cond: NECB_Default :primary_heating_fuel: Electricity :pv_ground_azimuth_angle: NECB_Default :pv_ground_module_description: NECB_Default :pv_ground_tilt_angle: NECB_Default :pv_ground_total_area_pv_panels_m2: NECB_Default :pv_ground_type: NECB_Default :rotation_degrees: NECB_Default :run_annual_simulation: true :s3_bucket: '834599497928' :scale_x: NECB_Default :scale_y: NECB_Default :scale_z: NECB_Default :shw_eff: NECB_Default :skylight_cond: NECB_Default :skylight_solar_trans: NECB_Default :srr_set: NECB_Default :template: NECB2017 | 0.00034412 | TRUE | 806.1028 |  | https://s3.console.aws.amazon.com/s3/buckets/834599497928?region=ca-central-1&prefix=sara.gilani/baseline-2021-03-24/6a87033d-ede6-4783-acf8-880bd0e50e61/output/a598ebca-78ad-47bc-9c13-88c2c181cfcb/ | 1.0.002 | 0 | 0 |  | 0 | 0 | tier_1 | 0
150 | 0 |  | NECB_Default | NECB_Default | NECB_Default | NECB_Default | NECB_Default | NECB_Default | NECB_Default | NECB_Default | LargeOffice | NECB2017 | CAN_BC_Vancouver.Intl.AP.718920_CWEC2016.epw | NaturalGas | NECB_Default | NECB_Default | NECB_Default | NECB_Default | NECB_Default | NECB_Default | NECB_Default | NECB_Default | NECB_Default | NECB_Default | NECB_Default | NECB_Default | NECB_Default | NECB_Default | NECB_Default | NECB_Default | NECB_Default | NECB_Default | NECB_Default | NECB_Default | NECB_Default | NECB_Default | NECB_Default | NECB_Default | NECB_Default | NECB_Default | NECB_Default | aws_batch | 834599497928 | [5 empty] | baseline-2021-03-24 | 6a87033d-ede6-4783-acf8-880bd0e50e61 | TRUE | TRUE | 7c9e5599-a726-4bc2-a314-effadbd56123 |  | 46320.38 | 15152.6411 | 40 | LargeOffice |  |  | 0 | LargeOffice | 12 |  | 13 | NECB2017 | 0.085057 | 178146.0371 | 27.6302 | 35.0323 | 60.2681 | 1.8445 | 234.7864 | 110.0114 | VANCOUVER | BRITISH COLUMBIA | 0.80282 | 4.7523 | 0 | 5.5551 | 8.017 | 1.0661 | 0 | 9.0831 | 0 | 0.016899 | 0 | 0 | 0.28329 | 0.064798 | 0.0012655 | 0.047863 | 0.09479 | 0.08574 | 0.094265 | 0.018646 | 0.37755 | 0.046402 | 32.3097 | 22.8559 | Natural Gas | 40 | 0.757 |  | 0.568 |  |  |  | 0.193 | 0.315 | 2.1 |  | 0 | Vancouver Intl AP | CAN | 42 | 2797 | 49.195 | -123.184 | 4 | 2800 | BC | CAN_BC_Vancouver.Intl.AP.718920_CWEC2016.epw | 0 | 0 | 0 | 0 | 2149.38 | 2318.7204 | 25.4096 | 0.010958 | 9287.2 | 0.1 | 2021-03-24 15:12:49 +0000 | eef80c06 | 0.2.11 | :adv_dx_units: NECB_Default :analysis_id: 6a87033d-ede6-4783-acf8-880bd0e50e61 :analysis_name: baseline-2021-03-24 :boiler_eff: NECB_Default :btap_batch_version: 1.0.002 :building_type: LargeOffice :compute_environment: aws_batch :datapoint_id: 7c9e5599-a726-4bc2-a314-effadbd56123 :daylighting_type: NECB_Default :dcv_type: NECB_Default :door_construction_cond: NECB_Default :ecm_system_name: NECB_Default :enable_costing: true :epw_file: CAN_BC_Vancouver.Intl.AP.718920_CWEC2016.epw :erv_package: NECB_Default :ext_floor_cond: NECB_Default :ext_roof_cond: NECB_Default :ext_wall_cond: NECB_Default :fdwr_set: NECB_Default :fixed_wind_solar_trans: NECB_Default :fixed_window_cond: NECB_Default :furnace_eff: NECB_Default :glass_door_cond: NECB_Default :glass_door_solar_trans: NECB_Default :ground_floor_cond: NECB_Default :ground_roof_cond: NECB_Default :ground_wall_cond: NECB_Default :lights_scale: NECB_Default :lights_type: NECB_Default :overhead_door_cond: NECB_Default :primary_heating_fuel: NaturalGas :pv_ground_azimuth_angle: NECB_Default :pv_ground_module_description: NECB_Default :pv_ground_tilt_angle: NECB_Default :pv_ground_total_area_pv_panels_m2: NECB_Default :pv_ground_type: NECB_Default :rotation_degrees: NECB_Default :run_annual_simulation: true :s3_bucket: '834599497928' :scale_x: NECB_Default :scale_y: NECB_Default :scale_z: NECB_Default :shw_eff: NECB_Default :skylight_cond: NECB_Default :skylight_solar_trans: NECB_Default :srr_set: NECB_Default :template: NECB2017 | 0.0011464 | TRUE | 807.3183 |  | https://s3.console.aws.amazon.com/s3/buckets/834599497928?region=ca-central-1&prefix=sara.gilani/baseline-2021-03-24/6a87033d-ede6-4783-acf8-880bd0e50e61/output/7c9e5599-a726-4bc2-a314-effadbd56123/ | 1.0.002 | 0 | 0 |  | 0 | 0 | tier_1 | 0
151 | 0 |  | NECB_Default | NECB_Default | NECB_Default | NECB_Default | NECB_Default | NECB_Default | NECB_Default | NECB_Default | Warehouse | NECB2011 | CAN_QC_Montreal-Trudeau.Intl.AP.716270_CWEC2016.epw | Electricity | NECB_Default | NECB_Default | NECB_Default | NECB_Default | NECB_Default | NECB_Default | NECB_Default | NECB_Default | NECB_Default | NECB_Default | NECB_Default | NECB_Default | NECB_Default | NECB_Default | NECB_Default | NECB_Default | NECB_Default | NECB_Default | NECB_Default | NECB_Default | NECB_Default | NECB_Default | NECB_Default | NECB_Default | NECB_Default | NECB_Default | NECB_Default | aws_batch | 834599497928 | [5 empty] | baseline-2021-03-24 | 6a87033d-ede6-4783-acf8-880bd0e50e61 | TRUE | TRUE | c21bf42a-a41b-4cdd-9f98-b69d1d50329a |  | 4835.13 | 7095.2421 | 37.3 | Warehouse |  |  | 5 | Warehouse | 1 |  | 1 | NECB2011 | 0.18734 | 37873.9042 | 208.0614 | 14.5912 | 59.9006 | 2.8852 | 410.0694 | 124.6311 | MONTREAL | QUEBEC | 0.17538 | 0 | 0 | 0.17538 | 11.1697 | 0 | 0 | 11.1697 | 0 | 0.045076 | 0 | 0 | 0.4513 | 0.088333 | 0 | 0.20794 | 0.017571 | 0.082012 | 0 | 2.0682e-06 | 0.4513 | 0.01037 | 100.6643 | 0 | Electricity | 37.3 | 0.757 | [5 empty] | 0.183 | 0.247 | 2.2 | 2.2 | 5 | Montreal-Trudeau Intl AP | CAN | 323 | 4090 | 45.471 | -73.741 | 6 | 4400 | QC | CAN_QC_Montreal-Trudeau.Intl.AP.716270_CWEC2016.epw | 0 | 0.13718 | 0.0019097 | 50.14 | 0 | 71.8324 | 0.65218 | 0.0090791 | 238.37 | 0.1 | 2021-03-24 15:12:36 +0000 | eef80c06 | 0.2.11 | :adv_dx_units: NECB_Default :analysis_id: 6a87033d-ede6-4783-acf8-880bd0e50e61 :analysis_name: baseline-2021-03-24 :boiler_eff: NECB_Default :btap_batch_version: 1.0.002 :building_type: Warehouse :compute_environment: aws_batch :datapoint_id: c21bf42a-a41b-4cdd-9f98-b69d1d50329a :daylighting_type: NECB_Default :dcv_type: NECB_Default :door_construction_cond: NECB_Default :ecm_system_name: NECB_Default :enable_costing: true :epw_file: CAN_QC_Montreal-Trudeau.Intl.AP.716270_CWEC2016.epw :erv_package: NECB_Default :ext_floor_cond: NECB_Default :ext_roof_cond: NECB_Default :ext_wall_cond: NECB_Default :fdwr_set: NECB_Default :fixed_wind_solar_trans: NECB_Default :fixed_window_cond: NECB_Default :furnace_eff: NECB_Default :glass_door_cond: NECB_Default :glass_door_solar_trans: NECB_Default :ground_floor_cond: NECB_Default :ground_roof_cond: NECB_Default :ground_wall_cond: NECB_Default :lights_scale: NECB_Default :lights_type: NECB_Default :overhead_door_cond: NECB_Default :primary_heating_fuel: Electricity :pv_ground_azimuth_angle: NECB_Default :pv_ground_module_description: NECB_Default :pv_ground_tilt_angle: NECB_Default :pv_ground_total_area_pv_panels_m2: NECB_Default :pv_ground_type: NECB_Default :rotation_degrees: NECB_Default :run_annual_simulation: true :s3_bucket: '834599497928' :scale_x: NECB_Default :scale_y: NECB_Default :scale_z: NECB_Default :shw_eff: NECB_Default :skylight_cond: NECB_Default :skylight_solar_trans: NECB_Default :srr_set: NECB_Default :template: NECB2011 | 0 | TRUE | 808.3252 |  | https://s3.console.aws.amazon.com/s3/buckets/834599497928?region=ca-central-1&prefix=sara.gilani/baseline-2021-03-24/6a87033d-ede6-4783-acf8-880bd0e50e61/output/c21bf42a-a41b-4cdd-9f98-b69d1d50329a/ | 1.0.002 | 0 | 0 |  | 0 | 0 | tier_1 | 0
152 | 0 |  | NECB_Default | NECB_Default | NECB_Default | NECB_Default | NECB_Default | NECB_Default | NECB_Default | NECB_Default | SecondarySchool | NECB2011 | CAN_ON_Toronto.Pearson.Intl.AP.716240_CWEC2016.epw | Electricity | NECB_Default | NECB_Default | NECB_Default | NECB_Default | NECB_Default | NECB_Default | NECB_Default | NECB_Default | NECB_Default | NECB_Default | NECB_Default | NECB_Default | NECB_Default | NECB_Default | NECB_Default | NECB_Default | NECB_Default | NECB_Default | NECB_Default | NECB_Default | NECB_Default | NECB_Default | NECB_Default | NECB_Default | NECB_Default | NECB_Default | NECB_Default | aws_batch | 834599497928 | [5 empty] | baseline-2021-03-24 | 6a87033d-ede6-4783-acf8-880bd0e50e61 | TRUE | TRUE | 12d4f93f-2395-48d6-9f47-052af1c73fc4 |  | 19592 | 17870 | 40 | SecondarySchool |  |  | 5 | SecondarySchool | 2 |  | 2 | NECB2011 | 0.18768 | 95216 | 139.5575 | 9.5412 | 72.5388 | 8.6078 | 415.9682 | 185.7229 | TORONTO | ONTARIO | 3.699 | 0 | 0 | 3.699 | 29.6358 | 0 | 0 | 29.6358 | 0 | 0.057903 | 0 | 0 | 0.66597 | 0.099497 | 0 | 0.24992 | 0.035323 | 0.14054 | 0 | 0.0031258 | 0.66597 | 0.079658 | 117.1248 | 0 | Electricity | 40 | 0.757 | [5 empty] | 0.183 | 0.278 | 2.2 | 2.2 | 5 | Toronto Pearson Intl AP | CAN | 382 | 3615 | 43.677 | -79.631 | 5 | 3890 | ON | CAN_ON_Toronto.Pearson.Intl.AP.716240_CWEC2016.epw | 0 | 4.2699 | 0.0010734 | 1560.66 | 0 | 3977.9874 | 22.542 | 0.0056667 | 8239.09 | 0.1 | 2021-03-24 15:12:14 +0000 | eef80c06 | 0.2.11 | :adv_dx_units: NECB_Default :analysis_id: 6a87033d-ede6-4783-acf8-880bd0e50e61 :analysis_name: baseline-2021-03-24 :boiler_eff: NECB_Default :btap_batch_version: 1.0.002 :building_type: SecondarySchool :compute_environment: aws_batch :datapoint_id: 12d4f93f-2395-48d6-9f47-052af1c73fc4 :daylighting_type: NECB_Default :dcv_type: NECB_Default :door_construction_cond: NECB_Default :ecm_system_name: NECB_Default :enable_costing: true :epw_file: CAN_ON_Toronto.Pearson.Intl.AP.716240_CWEC2016.epw :erv_package: NECB_Default :ext_floor_cond: NECB_Default :ext_roof_cond: NECB_Default :ext_wall_cond: NECB_Default :fdwr_set: NECB_Default :fixed_wind_solar_trans: NECB_Default :fixed_window_cond: NECB_Default :furnace_eff: NECB_Default :glass_door_cond: NECB_Default :glass_door_solar_trans: NECB_Default :ground_floor_cond: NECB_Default :ground_roof_cond: NECB_Default :ground_wall_cond: NECB_Default :lights_scale: NECB_Default :lights_type: NECB_Default :overhead_door_cond: NECB_Default :primary_heating_fuel: Electricity :pv_ground_azimuth_angle: NECB_Default :pv_ground_module_description: NECB_Default :pv_ground_tilt_angle: NECB_Default :pv_ground_total_area_pv_panels_m2: NECB_Default :pv_ground_type: NECB_Default :rotation_degrees: NECB_Default :run_annual_simulation: true :s3_bucket: '834599497928' :scale_x: NECB_Default :scale_y: NECB_Default :scale_z: NECB_Default :shw_eff: NECB_Default :skylight_cond: NECB_Default :skylight_solar_trans: NECB_Default :srr_set: NECB_Default :template: NECB2011 | 0 | TRUE | 852.4105 |  | https://s3.console.aws.amazon.com/s3/buckets/834599497928?region=ca-central-1&prefix=sara.gilani/baseline-2021-03-24/6a87033d-ede6-4783-acf8-880bd0e50e61/output/12d4f93f-2395-48d6-9f47-052af1c73fc4/ | 1.0.002 | 0 | 0 |  | 0 | 0 | tier_1 | 0
153 | 0 |  | NECB_Default | NECB_Default | NECB_Default | NECB_Default | NECB_Default | NECB_Default | NECB_Default | NECB_Default | SecondarySchool | NECB2011 | CAN_BC_Vancouver.Intl.AP.718920_CWEC2016.epw | Electricity | NECB_Default | NECB_Default | NECB_Default | NECB_Default | NECB_Default | NECB_Default | NECB_Default | NECB_Default | NECB_Default | NECB_Default | NECB_Default | NECB_Default | NECB_Default | NECB_Default | NECB_Default | NECB_Default | NECB_Default | NECB_Default | NECB_Default | NECB_Default | NECB_Default | NECB_Default | NECB_Default | NECB_Default | NECB_Default | NECB_Default | NECB_Default | aws_batch | 834599497928 | [5 empty] | baseline-2021-03-24 | 6a87033d-ede6-4783-acf8-880bd0e50e61 | TRUE | TRUE | edb7d7b3-8e6b-4e8d-a9b2-36a42fb13094 |  | 19592 | 17870 | 40 | SecondarySchool |  |  | 5 | SecondarySchool | 2 |  | 2 | NECB2011 | 0.18768 | 95216 | 126.5291 | 7.0708 | 65.2747 | 8.5694 | 372.0975 | 164.6534 | VANCOUVER | BRITISH COLUMBIA | 1.5367 | 0 | 0 | 1.5367 | 15.3451 | 0 | 0 | 15.3451 | 0 | 0.020901 | 0 | 0 | 0.54223 | 0.097129 | 0 | 0.16792 | 0.035323 | 0.14054 | 0 | 0.0031258 | 0.54223 | 0.07729 | 72.6922 | 0 | Electricity | 40 | 0.757 | [5 empty] | 0.227 | 0.315 | 2.4 | 2.4 | 5 | Vancouver Intl AP | CAN | 42 | 2797 | 49.195 | -123.184 | 4 | 2800 | BC | CAN_BC_Vancouver.Intl.AP.718920_CWEC2016.epw | 0 | 4.143 | 0.0010415 | 1514.26 | 0 | 3977.9874 | 22.542 | 0.0056667 | 8239.09 | 0.1 | 2021-03-24 15:12:30 +0000 | eef80c06 | 0.2.11 | :adv_dx_units: NECB_Default :analysis_id: 6a87033d-ede6-4783-acf8-880bd0e50e61 :analysis_name: baseline-2021-03-24 :boiler_eff: NECB_Default :btap_batch_version: 1.0.002 :building_type: SecondarySchool :compute_environment: aws_batch :datapoint_id: edb7d7b3-8e6b-4e8d-a9b2-36a42fb13094 :daylighting_type: NECB_Default :dcv_type: NECB_Default :door_construction_cond: NECB_Default :ecm_system_name: NECB_Default :enable_costing: true :epw_file: CAN_BC_Vancouver.Intl.AP.718920_CWEC2016.epw :erv_package: NECB_Default :ext_floor_cond: NECB_Default :ext_roof_cond: NECB_Default :ext_wall_cond: NECB_Default :fdwr_set: NECB_Default :fixed_wind_solar_trans: NECB_Default :fixed_window_cond: NECB_Default :furnace_eff: NECB_Default :glass_door_cond: NECB_Default :glass_door_solar_trans: NECB_Default :ground_floor_cond: NECB_Default :ground_roof_cond: NECB_Default :ground_wall_cond: NECB_Default :lights_scale: NECB_Default :lights_type: NECB_Default :overhead_door_cond: NECB_Default :primary_heating_fuel: Electricity :pv_ground_azimuth_angle: NECB_Default :pv_ground_module_description: NECB_Default :pv_ground_tilt_angle: NECB_Default :pv_ground_total_area_pv_panels_m2: NECB_Default :pv_ground_type: NECB_Default :rotation_degrees: NECB_Default :run_annual_simulation: true :s3_bucket: '834599497928' :scale_x: NECB_Default :scale_y: NECB_Default :scale_z: NECB_Default :shw_eff: NECB_Default :skylight_cond: NECB_Default :skylight_solar_trans: NECB_Default :srr_set: NECB_Default :template: NECB2011 | 0 | TRUE | 853.5187 |  | https://s3.console.aws.amazon.com/s3/buckets/834599497928?region=ca-central-1&prefix=sara.gilani/baseline-2021-03-24/6a87033d-ede6-4783-acf8-880bd0e50e61/output/edb7d7b3-8e6b-4e8d-a9b2-36a42fb13094/ | 1.0.002 | 0 | 0 |  | 0 | 0 | tier_1 | 0
154 | 0 |  | NECB_Default | NECB_Default | NECB_Default | NECB_Default | NECB_Default | NECB_Default | NECB_Default | NECB_Default | SecondarySchool | NECB2011 | CAN_YT_Whitehorse.Intl.AP.719640_CWEC2016.epw | Electricity | NECB_Default | NECB_Default | NECB_Default | NECB_Default | NECB_Default | NECB_Default | NECB_Default | NECB_Default | NECB_Default | NECB_Default | NECB_Default | NECB_Default | NECB_Default | NECB_Default | NECB_Default | NECB_Default | NECB_Default | NECB_Default | NECB_Default | NECB_Default | NECB_Default | NECB_Default | NECB_Default | NECB_Default | NECB_Default | NECB_Default | NECB_Default | aws_batch | 834599497928 | [5 empty] | baseline-2021-03-24 | 6a87033d-ede6-4783-acf8-880bd0e50e61 | TRUE | TRUE | 237db0c4-0d23-4437-ae8c-4f6aa5c6c0ce |  | 19592 | 17870 | 22.8 | SecondarySchool |  |  | 5 | SecondarySchool | 2 |  | 2 | NECB2011 | 0.18768 | 95216 | 107.0564 | 7.7442 | 63.8422 | 8.4347 | 350.5138 | 163.4363 | WHITEHORSE | YUKON | 12.1402 | 0 | 0 | 12.1402 | 27.8026 | 0 | 0 | 27.8026 | 0 | 0.0066854 | 0 | 0 | 0.78053 | 0.082782 | 0.0019294 | 0.415 | 0.035323 | 0.14054 | 0 | 0.0031258 | 0.78053 | 0.095146 | 140.4084 | 0 | Electricity | 22.8 | 0.757 | [5 empty] | 0.162 | 0.21 | 2.2 | 2.2 | 5 | Whitehorse Intl AP | CAN | 5 | 6491 | 60.709 | -135.069 | 7b | 6580 | YT | CAN_YT_Whitehorse.Intl.AP.719640_CWEC2016.epw | 0 | 5.1002 | 0.0012821 | 1864.11 | 0 | 3977.9874 | 22.542 | 0.0056667 | 8239.09 | 0.1 | 2021-03-24 15:12:17 +0000 | eef80c06 | 0.2.11 | :adv_dx_units: NECB_Default :analysis_id: 6a87033d-ede6-4783-acf8-880bd0e50e61 :analysis_name: baseline-2021-03-24 :boiler_eff: NECB_Default :btap_batch_version: 1.0.002 :building_type: SecondarySchool :compute_environment: aws_batch :datapoint_id: 237db0c4-0d23-4437-ae8c-4f6aa5c6c0ce :daylighting_type: NECB_Default :dcv_type: NECB_Default :door_construction_cond: NECB_Default :ecm_system_name: NECB_Default :enable_costing: true :epw_file: CAN_YT_Whitehorse.Intl.AP.719640_CWEC2016.epw :erv_package: NECB_Default :ext_floor_cond: NECB_Default :ext_roof_cond: NECB_Default :ext_wall_cond: NECB_Default :fdwr_set: NECB_Default :fixed_wind_solar_trans: NECB_Default :fixed_window_cond: NECB_Default :furnace_eff: NECB_Default :glass_door_cond: NECB_Default :glass_door_solar_trans: NECB_Default :ground_floor_cond: NECB_Default :ground_roof_cond: NECB_Default :ground_wall_cond: NECB_Default :lights_scale: NECB_Default :lights_type: NECB_Default :overhead_door_cond: NECB_Default :primary_heating_fuel: Electricity :pv_ground_azimuth_angle: NECB_Default :pv_ground_module_description: NECB_Default :pv_ground_tilt_angle: NECB_Default :pv_ground_total_area_pv_panels_m2: NECB_Default :pv_ground_type: NECB_Default :rotation_degrees: NECB_Default :run_annual_simulation: true :s3_bucket: '834599497928' :scale_x: NECB_Default :scale_y: NECB_Default :scale_z: NECB_Default :shw_eff: NECB_Default :skylight_cond: NECB_Default :skylight_solar_trans: NECB_Default :srr_set: NECB_Default :template: NECB2011 | 0 | TRUE | 854.0408 |  | https://s3.console.aws.amazon.com/s3/buckets/834599497928?region=ca-central-1&prefix=sara.gilani/baseline-2021-03-24/6a87033d-ede6-4783-acf8-880bd0e50e61/output/237db0c4-0d23-4437-ae8c-4f6aa5c6c0ce/ | 1.0.002 | 0 | 0 |  | 0 | 0 | tier_1 | 0
155 | 0 |  | NECB_Default | NECB_Default | NECB_Default | NECB_Default | NECB_Default | NECB_Default | NECB_Default | NECB_Default | SecondarySchool | NECB2011 | CAN_QC_Montreal-Trudeau.Intl.AP.716270_CWEC2016.epw | Electricity | NECB_Default | NECB_Default | NECB_Default | NECB_Default | NECB_Default | NECB_Default | NECB_Default | NECB_Default | NECB_Default | NECB_Default | NECB_Default | NECB_Default | NECB_Default | NECB_Default | NECB_Default | NECB_Default | NECB_Default | NECB_Default | NECB_Default | NECB_Default | NECB_Default | NECB_Default | NECB_Default | NECB_Default | NECB_Default | NECB_Default | NECB_Default | aws_batch | 834599497928 | [5 empty] | baseline-2021-03-24 | 6a87033d-ede6-4783-acf8-880bd0e50e61 | TRUE | TRUE | ef8a0ea1-59c8-4796-8724-bc8617e9da41 |  | 19592 | 17870 | 37.3 | SecondarySchool |  |  | 5 | SecondarySchool | 2 |  | 2 | NECB2011 | 0.18768 | 95216 | 131.7621 | 9.6249 | 67.2386 | 8.5961 | 402.036 | 184.8143 | MONTREAL | QUEBEC | 0.27309 | 0 | 0 | 0.27309 | 17.3931 | 0 | 0 | 17.3931 | 0 | 0.052112 | 0 | 0 | 0.70275 | 0.096269 | 0.0010412 | 0.29211 | 0.035323 | 0.14054 | 0 | 0.0031258 | 0.70275 | 0.082225 | 125.6199 | 0 | Electricity | 37.3 | 0.757 | [5 empty] | 0.183 | 0.247 | 2.2 | 2.2 | 5 | Montreal-Trudeau Intl AP | CAN | 323 | 4090 | 45.471 | -73.741 | 6 | 4400 | QC | CAN_QC_Montreal-Trudeau.Intl.AP.716270_CWEC2016.epw | 0 | 4.4075 | 0.001108 | 1610.95 | 0 | 3977.9874 | 22.542 | 0.0056667 | 8239.09 | 0.1 | 2021-03-24 15:12:15 +0000 | eef80c06 | 0.2.11 | :adv_dx_units: NECB_Default :analysis_id: 6a87033d-ede6-4783-acf8-880bd0e50e61 :analysis_name: baseline-2021-03-24 :boiler_eff: NECB_Default :btap_batch_version: 1.0.002 :building_type: SecondarySchool :compute_environment: aws_batch :datapoint_id: ef8a0ea1-59c8-4796-8724-bc8617e9da41 :daylighting_type: NECB_Default :dcv_type: NECB_Default :door_construction_cond: NECB_Default :ecm_system_name: NECB_Default :enable_costing: true :epw_file: CAN_QC_Montreal-Trudeau.Intl.AP.716270_CWEC2016.epw :erv_package: NECB_Default :ext_floor_cond: NECB_Default :ext_roof_cond: NECB_Default :ext_wall_cond: NECB_Default :fdwr_set: NECB_Default :fixed_wind_solar_trans: NECB_Default :fixed_window_cond: NECB_Default :furnace_eff: NECB_Default :glass_door_cond: NECB_Default :glass_door_solar_trans: NECB_Default :ground_floor_cond: NECB_Default :ground_roof_cond: NECB_Default :ground_wall_cond: NECB_Default :lights_scale: NECB_Default :lights_type: NECB_Default :overhead_door_cond: NECB_Default :primary_heating_fuel: Electricity :pv_ground_azimuth_angle: NECB_Default :pv_ground_module_description: NECB_Default :pv_ground_tilt_angle: NECB_Default :pv_ground_total_area_pv_panels_m2: NECB_Default :pv_ground_type: NECB_Default :rotation_degrees: NECB_Default :run_annual_simulation: true :s3_bucket: '834599497928' :scale_x: NECB_Default :scale_y: NECB_Default :scale_z: NECB_Default :shw_eff: NECB_Default :skylight_cond: NECB_Default :skylight_solar_trans: NECB_Default :srr_set: NECB_Default :template: NECB2011 | 0 | TRUE | 854.6323 |  | https://s3.console.aws.amazon.com/s3/buckets/834599497928?region=ca-central-1&prefix=sara.gilani/baseline-2021-03-24/6a87033d-ede6-4783-acf8-880bd0e50e61/output/ef8a0ea1-59c8-4796-8724-bc8617e9da41/ | 1.0.002 | 0 | 0 |  | 0 | 0 | tier_1 | 0
156 | 0 |  | NECB_Default | NECB_Default | NECB_Default | NECB_Default | NECB_Default | NECB_Default | NECB_Default | NECB_Default | LargeOffice | NECB2015 | CAN_QC_Montreal-Trudeau.Intl.AP.716270_CWEC2016.epw | NaturalGas | NECB_Default | NECB_Default | NECB_Default | NECB_Default | NECB_Default | NECB_Default | NECB_Default | NECB_Default | NECB_Default | NECB_Default | NECB_Default | NECB_Default | NECB_Default | NECB_Default | NECB_Default | NECB_Default | NECB_Default | NECB_Default | NECB_Default | NECB_Default | NECB_Default | NECB_Default | NECB_Default | NECB_Default | NECB_Default | NECB_Default | NECB_Default | aws_batch | 834599497928 | [5 empty] | baseline-2021-03-24 | 6a87033d-ede6-4783-acf8-880bd0e50e61 | TRUE | TRUE | f1c36fc0-c33c-45cd-a8a7-b602729fead0 |  | 46320.38 | 15152.6411 | 37.3 | LargeOffice |  |  | 0 | LargeOffice | 12 |  | 13 | NECB2015 | 0.085057 | 178146.0371 | 28.2439 | 37.5336 | 62.0482 | 1.8808 | 249.2319 | 119.5253 | MONTREAL | QUEBEC | 0.12193 | 5.9005 | 0 | 6.0225 | 7.7656 | 1.5456 | 0 | 9.3112 | 0 | 0.026413 | 0 | 0 | 0.31376 | 0.065068 | 0.0068221 | 0.07014 | 0.09479 | 0.10387 | 0.11944 | 0.014742 | 0.43321 | 0.049304 | 36.2682 | 44.7622 | Natural Gas | 37.3 | 0.757 |  | 0.284 |  |  |  | 0.183 | 0.247 | 2.2 |  | 0 | Montreal-Trudeau Intl AP | CAN | 323 | 4090 | 45.471 | -73.741 | 6 | 4400 | QC | CAN_QC_Montreal-Trudeau.Intl.AP.716270_CWEC2016.epw | 0 | 0 | 0 | 0 | 2283.78 | 2192.0411 | 25.4096 | 0.011592 | 9287.2 | 0.1 | 2021-03-24 15:13:09 +0000 | eef80c06 | 0.2.11 | :adv_dx_units: NECB_Default :analysis_id: 6a87033d-ede6-4783-acf8-880bd0e50e61 :analysis_name: baseline-2021-03-24 :boiler_eff: NECB_Default :btap_batch_version: 1.0.002 :building_type: LargeOffice :compute_environment: aws_batch :datapoint_id: f1c36fc0-c33c-45cd-a8a7-b602729fead0 :daylighting_type: NECB_Default :dcv_type: NECB_Default :door_construction_cond: NECB_Default :ecm_system_name: NECB_Default :enable_costing: true :epw_file: CAN_QC_Montreal-Trudeau.Intl.AP.716270_CWEC2016.epw :erv_package: NECB_Default :ext_floor_cond: NECB_Default :ext_roof_cond: NECB_Default :ext_wall_cond: NECB_Default :fdwr_set: NECB_Default :fixed_wind_solar_trans: NECB_Default :fixed_window_cond: NECB_Default :furnace_eff: NECB_Default :glass_door_cond: NECB_Default :glass_door_solar_trans: NECB_Default :ground_floor_cond: NECB_Default :ground_roof_cond: NECB_Default :ground_wall_cond: NECB_Default :lights_scale: NECB_Default :lights_type: NECB_Default :overhead_door_cond: NECB_Default :primary_heating_fuel: NaturalGas :pv_ground_azimuth_angle: NECB_Default :pv_ground_module_description: NECB_Default :pv_ground_tilt_angle: NECB_Default :pv_ground_total_area_pv_panels_m2: NECB_Default :pv_ground_type: NECB_Default :rotation_degrees: NECB_Default :run_annual_simulation: true :s3_bucket: '834599497928' :scale_x: NECB_Default :scale_y: NECB_Default :scale_z: NECB_Default :shw_eff: NECB_Default :skylight_cond: NECB_Default :skylight_solar_trans: NECB_Default :srr_set: NECB_Default :template: NECB2015 | 0.0020628 | TRUE | 862.4982 |  | https://s3.console.aws.amazon.com/s3/buckets/834599497928?region=ca-central-1&prefix=sara.gilani/baseline-2021-03-24/6a87033d-ede6-4783-acf8-880bd0e50e61/output/f1c36fc0-c33c-45cd-a8a7-b602729fead0/ | 1.0.002 | 0 | 0 |  | 0 | 0 | tier_1 | 0
157 | 0 |  | NECB_Default | NECB_Default | NECB_Default | NECB_Default | NECB_Default | NECB_Default | NECB_Default | NECB_Default | LargeOffice | NECB2011 | CAN_YT_Whitehorse.Intl.AP.719640_CWEC2016.epw | NaturalGas | NECB_Default | NECB_Default | NECB_Default | NECB_Default | NECB_Default | NECB_Default | NECB_Default | NECB_Default | NECB_Default | NECB_Default | NECB_Default | NECB_Default | NECB_Default | NECB_Default | NECB_Default | NECB_Default | NECB_Default | NECB_Default | NECB_Default | NECB_Default | NECB_Default | NECB_Default | NECB_Default | NECB_Default | NECB_Default | NECB_Default | NECB_Default | aws_batch | 834599497928 | [5 empty] | baseline-2021-03-24 | 6a87033d-ede6-4783-acf8-880bd0e50e61 | TRUE | TRUE | 9542681b-41f2-4b2b-a996-bc0f0da1ec9c |  | 46320.38 | 15152.6411 | 22.8 | LargeOffice |  |  | 0 | LargeOffice | 12 |  | 13 | NECB2011 | 0.085057 | 178146.0371 | 24.2396 | 29.3187 | 57.3911 | 1.795 | 218.658 | 105.9136 | WHITEHORSE | YUKON | 4.597 | 6.3332 | 0 | 10.9302 | 10.5277 | 1.1544 | 0 | 11.6821 | 0 | 0.0065358 | 0 | 0 | 0.29556 | 0.061851 | 0.0040876 | 0.070418 | 0.094755 | 0.11764 | 0.12727 | 0.010261 | 0.42283 | 0.056857 | 32.938 | 41.3795 | Natural Gas | 22.8 | 0.757 |  | 0.284 |  |  |  | 0.162 | 0.21 | 2.2 |  | 0 | Whitehorse Intl AP | CAN | 5 | 6491 | 60.709 | -135.069 | 7b | 6580 | YT | CAN_YT_Whitehorse.Intl.AP.719640_CWEC2016.epw | 0 | 0 | 0 | 0 | 2633.62 | 2319.7343 | 25.7352 | 0.011094 | 9406.2 | 0.1 | 2021-03-24 15:12:52 +0000 | eef80c06 | 0.2.11 | :adv_dx_units: NECB_Default :analysis_id: 6a87033d-ede6-4783-acf8-880bd0e50e61 :analysis_name: baseline-2021-03-24 :boiler_eff: NECB_Default :btap_batch_version: 1.0.002 :building_type: LargeOffice :compute_environment: aws_batch :datapoint_id: 9542681b-41f2-4b2b-a996-bc0f0da1ec9c :daylighting_type: NECB_Default :dcv_type: NECB_Default :door_construction_cond: NECB_Default :ecm_system_name: NECB_Default :enable_costing: true :epw_file: CAN_YT_Whitehorse.Intl.AP.719640_CWEC2016.epw :erv_package: NECB_Default :ext_floor_cond: NECB_Default :ext_roof_cond: NECB_Default :ext_wall_cond: NECB_Default :fdwr_set: NECB_Default :fixed_wind_solar_trans: NECB_Default :fixed_window_cond: NECB_Default :furnace_eff: NECB_Default :glass_door_cond: NECB_Default :glass_door_solar_trans: NECB_Default :ground_floor_cond: NECB_Default :ground_roof_cond: NECB_Default :ground_wall_cond: NECB_Default :lights_scale: NECB_Default :lights_type: NECB_Default :overhead_door_cond: NECB_Default :primary_heating_fuel: NaturalGas :pv_ground_azimuth_angle: NECB_Default :pv_ground_module_description: NECB_Default :pv_ground_tilt_angle: NECB_Default :pv_ground_total_area_pv_panels_m2: NECB_Default :pv_ground_type: NECB_Default :rotation_degrees: NECB_Default :run_annual_simulation: true :s3_bucket: '834599497928' :scale_x: NECB_Default :scale_y: NECB_Default :scale_z: NECB_Default :shw_eff: NECB_Default :skylight_cond: NECB_Default :skylight_solar_trans: NECB_Default :srr_set: NECB_Default :template: NECB2011 | 0.00042271 | TRUE | 863.7373 |  | https://s3.console.aws.amazon.com/s3/buckets/834599497928?region=ca-central-1&prefix=sara.gilani/baseline-2021-03-24/6a87033d-ede6-4783-acf8-880bd0e50e61/output/9542681b-41f2-4b2b-a996-bc0f0da1ec9c/ | 1.0.002 | 0 | 0 |  | 0 | 0 | tier_1 | 0
158 | 0 |  | NECB_Default | NECB_Default | NECB_Default | NECB_Default | NECB_Default | NECB_Default | NECB_Default | NECB_Default | LargeOffice | NECB2015 | CAN_AB_Calgary.Intl.AP.718770_CWEC2016.epw | NaturalGas | NECB_Default | NECB_Default | NECB_Default | NECB_Default | NECB_Default | NECB_Default | NECB_Default | NECB_Default | NECB_Default | NECB_Default | NECB_Default | NECB_Default | NECB_Default | NECB_Default | NECB_Default | NECB_Default | NECB_Default | NECB_Default | NECB_Default | NECB_Default | NECB_Default | NECB_Default | NECB_Default | NECB_Default | NECB_Default | NECB_Default | NECB_Default | aws_batch | 834599497928 | [5 empty] | baseline-2021-03-24 | 6a87033d-ede6-4783-acf8-880bd0e50e61 | TRUE | TRUE | 6739a8e5-0d29-4dc0-9c38-998143a69fc9 |  | 46320.38 | 15152.6411 | 33.3 | LargeOffice |  |  | 0 | LargeOffice | 12 |  | 13 | NECB2015 | 0.085057 | 178146.0371 | 28.6754 | 36.299 | 66.3667 | 1.8782 | 258.8778 | 125.6585 | CALGARY | ALBERTA | 67.3796 | 5.6437 | 0 | 73.0233 | 6.3862 | 0.40262 | 0 | 6.7888 | 0 | 0.014942 | 0 | 0 | 0.30703 | 0.073746 | 0.0018053 | 0.059854 | 0.09479 | 0.10387 | 0.11184 | 0.016946 | 0.41887 | 0.051986 | 34.8125 | 41.7526 | Natural Gas | 33.3 | 0.757 |  | 0.284 |  |  |  | 0.162 | 0.21 | 2.2 |  | 0 | Calgary Intl AP | CAN | 64 | 4781 | 51.114 | -114.02 | 7a | 5000 | AB | CAN_AB_Calgary.Intl.AP.718770_CWEC2016.epw | 0 | 0 | 0 | 0 | 2408.02 | 2192.0411 | 25.4096 | 0.011592 | 9287.2 | 0.1 | 2021-03-24 15:13:12 +0000 | eef80c06 | 0.2.11 | :adv_dx_units: NECB_Default :analysis_id: 6a87033d-ede6-4783-acf8-880bd0e50e61 :analysis_name: baseline-2021-03-24 :boiler_eff: NECB_Default :btap_batch_version: 1.0.002 :building_type: LargeOffice :compute_environment: aws_batch :datapoint_id: 6739a8e5-0d29-4dc0-9c38-998143a69fc9 :daylighting_type: NECB_Default :dcv_type: NECB_Default :door_construction_cond: NECB_Default :ecm_system_name: NECB_Default :enable_costing: true :epw_file: CAN_AB_Calgary.Intl.AP.718770_CWEC2016.epw :erv_package: NECB_Default :ext_floor_cond: NECB_Default :ext_roof_cond: NECB_Default :ext_wall_cond: NECB_Default :fdwr_set: NECB_Default :fixed_wind_solar_trans: NECB_Default :fixed_window_cond: NECB_Default :furnace_eff: NECB_Default :glass_door_cond: NECB_Default :glass_door_solar_trans: NECB_Default :ground_floor_cond: NECB_Default :ground_roof_cond: NECB_Default :ground_wall_cond: NECB_Default :lights_scale: NECB_Default :lights_type: NECB_Default :overhead_door_cond: NECB_Default :primary_heating_fuel: NaturalGas :pv_ground_azimuth_angle: NECB_Default :pv_ground_module_description: NECB_Default :pv_ground_tilt_angle: NECB_Default :pv_ground_total_area_pv_panels_m2: NECB_Default :pv_ground_type: NECB_Default :rotation_degrees: NECB_Default :run_annual_simulation: true :s3_bucket: '834599497928' :scale_x: NECB_Default :scale_y: NECB_Default :scale_z: NECB_Default :shw_eff: NECB_Default :skylight_cond: NECB_Default :skylight_solar_trans: NECB_Default :srr_set: NECB_Default :template: NECB2015 | 0.00093263 | TRUE | 864.1163 |  | https://s3.console.aws.amazon.com/s3/buckets/834599497928?region=ca-central-1&prefix=sara.gilani/baseline-2021-03-24/6a87033d-ede6-4783-acf8-880bd0e50e61/output/6739a8e5-0d29-4dc0-9c38-998143a69fc9/ | 1.0.002 | 0 | 0 |  | 0 | 0 | tier_1 | 0
159 | 0 |  | NECB_Default | NECB_Default | NECB_Default | NECB_Default | NECB_Default | NECB_Default | NECB_Default | NECB_Default | LargeOffice | NECB2015 | CAN_NS_Halifax.Dockyard.713280_CWEC2016.epw | NaturalGas | NECB_Default | NECB_Default | NECB_Default | NECB_Default | NECB_Default | NECB_Default | NECB_Default | NECB_Default | NECB_Default | NECB_Default | NECB_Default | NECB_Default | NECB_Default | NECB_Default | NECB_Default | NECB_Default | NECB_Default | NECB_Default | NECB_Default | NECB_Default | NECB_Default | NECB_Default | NECB_Default | NECB_Default | NECB_Default | NECB_Default | NECB_Default | aws_batch | 834599497928 | [5 empty] | baseline-2021-03-24 | 6a87033d-ede6-4783-acf8-880bd0e50e61 | TRUE | TRUE | 668919a2-7e76-451e-b443-5bb4019bbd46 |  | 46320.38 | 15152.6411 | 40 | LargeOffice |  |  | 0 | LargeOffice | 12 |  | 13 | NECB2015 | 0.085057 | 178146.0371 | 25.2932 | 35.1111 | 60.0205 | 1.8197 | 237.3926 | 115.148 | HALIFAX | NOVA SCOTIA | 61.4351 | 5.2182 | 0 | 66.6534 | 12.0486 | 1.3171 | 0 | 13.3657 | 0 | 0.019409 | 0 | 0 | 0.30296 | 0.067707 | 0.0031019 | 0.056253 | 0.09479 | 0.10387 | 0.10487 | 0.012733 | 0.40782 | 0.048614 | 34.5787 | 36.1684 | Natural Gas | 40 | 0.757 |  | 0.284 |  |  |  | 0.183 | 0.247 | 2.2 |  | 0 | Halifax Dockyard | CAN | 112 | 3647 | 44.655 | -63.577 | 6 | 4000 | NS | CAN_NS_Halifax.Dockyard.713280_CWEC2016.epw | 0 | 0 | 0 | 0 | 2251.81 | 2192.0411 | 25.4096 | 0.011592 | 9287.2 | 0.1 | 2021-03-24 15:13:28 +0000 | eef80c06 | 0.2.11 | :adv_dx_units: NECB_Default :analysis_id: 6a87033d-ede6-4783-acf8-880bd0e50e61 :analysis_name: baseline-2021-03-24 :boiler_eff: NECB_Default :btap_batch_version: 1.0.002 :building_type: LargeOffice :compute_environment: aws_batch :datapoint_id: 668919a2-7e76-451e-b443-5bb4019bbd46 :daylighting_type: NECB_Default :dcv_type: NECB_Default :door_construction_cond: NECB_Default :ecm_system_name: NECB_Default :enable_costing: true :epw_file: CAN_NS_Halifax.Dockyard.713280_CWEC2016.epw :erv_package: NECB_Default :ext_floor_cond: NECB_Default :ext_roof_cond: NECB_Default :ext_wall_cond: NECB_Default :fdwr_set: NECB_Default :fixed_wind_solar_trans: NECB_Default :fixed_window_cond: NECB_Default :furnace_eff: NECB_Default :glass_door_cond: NECB_Default :glass_door_solar_trans: NECB_Default :ground_floor_cond: NECB_Default :ground_roof_cond: NECB_Default :ground_wall_cond: NECB_Default :lights_scale: NECB_Default :lights_type: NECB_Default :overhead_door_cond: NECB_Default :primary_heating_fuel: NaturalGas :pv_ground_azimuth_angle: NECB_Default :pv_ground_module_description: NECB_Default :pv_ground_tilt_angle: NECB_Default :pv_ground_total_area_pv_panels_m2: NECB_Default :pv_ground_type: NECB_Default :rotation_degrees: NECB_Default :run_annual_simulation: true :s3_bucket: '834599497928' :scale_x: NECB_Default :scale_y: NECB_Default :scale_z: NECB_Default :shw_eff: NECB_Default :skylight_cond: NECB_Default :skylight_solar_trans: NECB_Default :srr_set: NECB_Default :template: NECB2015 | 0.0013493 | TRUE | 864.7504 |  | https://s3.console.aws.amazon.com/s3/buckets/834599497928?region=ca-central-1&prefix=sara.gilani/baseline-2021-03-24/6a87033d-ede6-4783-acf8-880bd0e50e61/output/668919a2-7e76-451e-b443-5bb4019bbd46/ | 1.0.002 | 0 | 0 |  | 0 | 0 | tier_1 | 0
160 | 0 |  | NECB_Default | NECB_Default | NECB_Default | NECB_Default | NECB_Default | NECB_Default | NECB_Default | NECB_Default | LargeOffice | NECB2017 | CAN_AB_Edmonton.Intl.AP.711230_CWEC2016.epw | Electricity | NECB_Default | NECB_Default | NECB_Default | NECB_Default | NECB_Default | NECB_Default | NECB_Default | NECB_Default | NECB_Default | NECB_Default | NECB_Default | NECB_Default | NECB_Default | NECB_Default | NECB_Default | NECB_Default | NECB_Default | NECB_Default | NECB_Default | NECB_Default | NECB_Default | NECB_Default | NECB_Default | NECB_Default | NECB_Default | NECB_Default | NECB_Default | aws_batch | 834599497928 | [5 empty] | baseline-2021-03-24 | 6a87033d-ede6-4783-acf8-880bd0e50e61 | TRUE | TRUE | 803f1357-9d39-4445-b29b-578bf0557081 |  | 46320.38 | 15152.6411 | 32.5 | LargeOffice |  |  | 0 | LargeOffice | 12 |  | 13 | NECB2017 | 0.085057 | 178146.0371 | 29.2773 | 26.7542 | 67.2027 | 3.7612 | 247.3045 | 120.3092 | EDMONTON | ALBERTA | 81.5836 | 0 | 0 | 81.5836 | 7.7324 | 0 | 0 | 7.7324 | 0 | 0.013228 | 0 | 0 | 0.37175 | 0.065429 | 0.001698 | 0.050325 | 0.09479 | 0.08574 | 0 | 0.017026 | 0.37175 | 0.042656 | 46.2208 | 0 | Electricity | 32.5 | 0.757 |  | 0.284 |  |  |  | 0.138 | 0.21 | 1.9 |  | 0 | Edmonton Intl AP | CAN | 23 | 5588 | 53.31 | -113.579 | 7a | 5120 | AB | CAN_AB_Edmonton.Intl.AP.711230_CWEC2016.epw | 0 | 5.4059 | 0.0024661 | 1975.85 | 0 | 2192.0411 | 25.4096 | 0.011592 | 9287.2 | 0.1 | 2021-03-24 15:12:50 +0000 | eef80c06 | 0.2.11 | :adv_dx_units: NECB_Default :analysis_id: 6a87033d-ede6-4783-acf8-880bd0e50e61 :analysis_name: baseline-2021-03-24 :boiler_eff: NECB_Default :btap_batch_version: 1.0.002 :building_type: LargeOffice :compute_environment: aws_batch :datapoint_id: 803f1357-9d39-4445-b29b-578bf0557081 :daylighting_type: NECB_Default :dcv_type: NECB_Default :door_construction_cond: NECB_Default :ecm_system_name: NECB_Default :enable_costing: true :epw_file: CAN_AB_Edmonton.Intl.AP.711230_CWEC2016.epw :erv_package: NECB_Default :ext_floor_cond: NECB_Default :ext_roof_cond: NECB_Default :ext_wall_cond: NECB_Default :fdwr_set: NECB_Default :fixed_wind_solar_trans: NECB_Default :fixed_window_cond: NECB_Default :furnace_eff: NECB_Default :glass_door_cond: NECB_Default :glass_door_solar_trans: NECB_Default :ground_floor_cond: NECB_Default :ground_roof_cond: NECB_Default :ground_wall_cond: NECB_Default :lights_scale: NECB_Default :lights_type: NECB_Default :overhead_door_cond: NECB_Default :primary_heating_fuel: Electricity :pv_ground_azimuth_angle: NECB_Default :pv_ground_module_description: NECB_Default :pv_ground_tilt_angle: NECB_Default :pv_ground_total_area_pv_panels_m2: NECB_Default :pv_ground_type: NECB_Default :rotation_degrees: NECB_Default :run_annual_simulation: true :s3_bucket: '834599497928' :scale_x: NECB_Default :scale_y: NECB_Default :scale_z: NECB_Default :shw_eff: NECB_Default :skylight_cond: NECB_Default :skylight_solar_trans: NECB_Default :srr_set: NECB_Default :template: NECB2017 | 0.00085923 | TRUE | 863.7877 |  | https://s3.console.aws.amazon.com/s3/buckets/834599497928?region=ca-central-1&prefix=sara.gilani/baseline-2021-03-24/6a87033d-ede6-4783-acf8-880bd0e50e61/output/803f1357-9d39-4445-b29b-578bf0557081/ | 1.0.002 | 0 | 0 |  | 0 | 0 | tier_1 | 0
161 | 0 |  | NECB_Default | NECB_Default | NECB_Default | NECB_Default | NECB_Default | NECB_Default | NECB_Default | NECB_Default | LargeOffice | NECB2015 | CAN_AB_Edmonton.Intl.AP.711230_CWEC2016.epw | NaturalGas | NECB_Default | NECB_Default | NECB_Default | NECB_Default | NECB_Default | NECB_Default | NECB_Default | NECB_Default | NECB_Default | NECB_Default | NECB_Default | NECB_Default | NECB_Default | NECB_Default | NECB_Default | NECB_Default | NECB_Default | NECB_Default | NECB_Default | NECB_Default | NECB_Default | NECB_Default | NECB_Default | NECB_Default | NECB_Default | NECB_Default | NECB_Default | aws_batch | 834599497928 | [5 empty] | baseline-2021-03-24 | 6a87033d-ede6-4783-acf8-880bd0e50e61 | TRUE | TRUE | 305d2b1d-ae58-440e-9225-08767789c57b |  | 46320.38 | 15152.6411 | 32.5 | LargeOffice |  |  | 0 | LargeOffice | 12 |  | 13 | NECB2015 | 0.085057 | 178146.0371 | 28.6043 | 37.5515 | 67.2027 | 1.8774 | 259.4365 | 124.2006 | EDMONTON | ALBERTA | 64.9733 | 6.3201 | 0 | 71.2934 | 6.1581 | 0.45088 | 0 | 6.609 | 0 | 0.013223 | 0 | 0 | 0.29606 | 0.068588 | 0.0031194 | 0.071163 | 0.09479 | 0.10387 | 0.12525 | 0.011587 | 0.42131 | 0.054082 | 34.4074 | 39.5092 | Natural Gas | 32.5 | 0.757 |  | 0.284 |  |  |  | 0.162 | 0.21 | 2.2 |  | 0 | Edmonton Intl AP | CAN | 23 | 5588 | 53.31 | -113.579 | 7a | 5120 | AB | CAN_AB_Edmonton.Intl.AP.711230_CWEC2016.epw | 0 | 0 | 0 | 0 | 2505.1 | 2192.0411 | 25.4096 | 0.011592 | 9287.2 | 0.1 | 2021-03-24 15:13:32 +0000 | eef80c06 | 0.2.11 | :adv_dx_units: NECB_Default :analysis_id: 6a87033d-ede6-4783-acf8-880bd0e50e61 :analysis_name: baseline-2021-03-24 :boiler_eff: NECB_Default :btap_batch_version: 1.0.002 :building_type: LargeOffice :compute_environment: aws_batch :datapoint_id: 305d2b1d-ae58-440e-9225-08767789c57b :daylighting_type: NECB_Default :dcv_type: NECB_Default :door_construction_cond: NECB_Default :ecm_system_name: NECB_Default :enable_costing: true :epw_file: CAN_AB_Edmonton.Intl.AP.711230_CWEC2016.epw :erv_package: NECB_Default :ext_floor_cond: NECB_Default :ext_roof_cond: NECB_Default :ext_wall_cond: NECB_Default :fdwr_set: NECB_Default :fixed_wind_solar_trans: NECB_Default :fixed_window_cond: NECB_Default :furnace_eff: NECB_Default :glass_door_cond: NECB_Default :glass_door_solar_trans: NECB_Default :ground_floor_cond: NECB_Default :ground_roof_cond: NECB_Default :ground_wall_cond: NECB_Default :lights_scale: NECB_Default :lights_type: NECB_Default :overhead_door_cond: NECB_Default :primary_heating_fuel: NaturalGas :pv_ground_azimuth_angle: NECB_Default :pv_ground_module_description: NECB_Default :pv_ground_tilt_angle: NECB_Default :pv_ground_total_area_pv_panels_m2: NECB_Default :pv_ground_type: NECB_Default :rotation_degrees: NECB_Default :run_annual_simulation: true :s3_bucket: '834599497928' :scale_x: NECB_Default :scale_y: NECB_Default :scale_z: NECB_Default :shw_eff: NECB_Default :skylight_cond: NECB_Default :skylight_solar_trans: NECB_Default :srr_set: NECB_Default :template: NECB2015 | 0.00089032 | TRUE | 864.8253 |  | https://s3.console.aws.amazon.com/s3/buckets/834599497928?region=ca-central-1&prefix=sara.gilani/baseline-2021-03-24/6a87033d-ede6-4783-acf8-880bd0e50e61/output/305d2b1d-ae58-440e-9225-08767789c57b/ | 1.0.002 | 0 | 0 |  | 0 | 0 | tier_1 | 0
162 | 0 |  | NECB_Default | NECB_Default | NECB_Default | NECB_Default | NECB_Default | NECB_Default | NECB_Default | NECB_Default | LargeOffice | NECB2015 | CAN_YT_Whitehorse.Intl.AP.719640_CWEC2016.epw | NaturalGas | NECB_Default | NECB_Default | NECB_Default | NECB_Default | NECB_Default | NECB_Default | NECB_Default | NECB_Default | NECB_Default | NECB_Default | NECB_Default | NECB_Default | NECB_Default | NECB_Default | NECB_Default | NECB_Default | NECB_Default | NECB_Default | NECB_Default | NECB_Default | NECB_Default | NECB_Default | NECB_Default | NECB_Default | NECB_Default | NECB_Default | NECB_Default | aws_batch | 834599497928 | [5 empty] | baseline-2021-03-24 | 6a87033d-ede6-4783-acf8-880bd0e50e61 | TRUE | TRUE | 09932ff4-f988-46a6-9e1c-c22f4092ceab |  | 46320.38 | 15152.6411 | 22.8 | LargeOffice |  |  | 0 | LargeOffice | 12 |  | 13 | NECB2015 | 0.085057 | 178146.0371 | 24.2396 | 30.3177 | 59.5635 | 1.795 | 220.7636 | 104.8479 | WHITEHORSE | YUKON | 4.3766 | 6.5312 | 0 | 10.9078 | 10.023 | 1.1905 | 0 | 11.2135 | 0 | 0.0064581 | 0 | 0 | 0.28139 | 0.059511 | 0.0043795 | 0.075062 | 0.09479 | 0.10387 | 0.13125 | 0.012021 | 0.41264 | 0.056191 | 31.9317 | 44.3668 | Natural Gas | 22.8 | 0.757 |  | 0.284 |  |  |  | 0.162 | 0.21 | 2.2 |  | 0 | Whitehorse Intl AP | CAN | 5 | 6491 | 60.709 | -135.069 | 7b | 6580 | YT | CAN_YT_Whitehorse.Intl.AP.719640_CWEC2016.epw | 0 | 0 | 0 | 0 | 2602.8 | 2192.0411 | 25.4096 | 0.011592 | 9287.2 | 0.1 | 2021-03-24 15:13:11 +0000 | eef80c06 | 0.2.11 | :adv_dx_units: NECB_Default :analysis_id: 6a87033d-ede6-4783-acf8-880bd0e50e61 :analysis_name: baseline-2021-03-24 :boiler_eff: NECB_Default :btap_batch_version: 1.0.002 :building_type: LargeOffice :compute_environment: aws_batch :datapoint_id: 09932ff4-f988-46a6-9e1c-c22f4092ceab :daylighting_type: NECB_Default :dcv_type: NECB_Default :door_construction_cond: NECB_Default :ecm_system_name: NECB_Default :enable_costing: true :epw_file: CAN_YT_Whitehorse.Intl.AP.719640_CWEC2016.epw :erv_package: NECB_Default :ext_floor_cond: NECB_Default :ext_roof_cond: NECB_Default :ext_wall_cond: NECB_Default :fdwr_set: NECB_Default :fixed_wind_solar_trans: NECB_Default :fixed_window_cond: NECB_Default :furnace_eff: NECB_Default :glass_door_cond: NECB_Default :glass_door_solar_trans: NECB_Default :ground_floor_cond: NECB_Default :ground_roof_cond: NECB_Default :ground_wall_cond: NECB_Default :lights_scale: NECB_Default :lights_type: NECB_Default :overhead_door_cond: NECB_Default :primary_heating_fuel: NaturalGas :pv_ground_azimuth_angle: NECB_Default :pv_ground_module_description: NECB_Default :pv_ground_tilt_angle: NECB_Default :pv_ground_total_area_pv_panels_m2: NECB_Default :pv_ground_type: NECB_Default :rotation_degrees: NECB_Default :run_annual_simulation: true :s3_bucket: '834599497928' :scale_x: NECB_Default :scale_y: NECB_Default :scale_z: NECB_Default :shw_eff: NECB_Default :skylight_cond: NECB_Default :skylight_solar_trans: NECB_Default :srr_set: NECB_Default :template: NECB2015 | 0.00036248 | TRUE | 864.9466 |  | https://s3.console.aws.amazon.com/s3/buckets/834599497928?region=ca-central-1&prefix=sara.gilani/baseline-2021-03-24/6a87033d-ede6-4783-acf8-880bd0e50e61/output/09932ff4-f988-46a6-9e1c-c22f4092ceab/ | 1.0.002 | 0 | 0 |  | 0 | 0 | tier_1 | 0
163 | 0 |  | NECB_Default | NECB_Default | NECB_Default | NECB_Default | NECB_Default | NECB_Default | NECB_Default | NECB_Default | LargeOffice | NECB2017 | CAN_NS_Halifax.Dockyard.713280_CWEC2016.epw | NaturalGas | NECB_Default | NECB_Default | NECB_Default | NECB_Default | NECB_Default | NECB_Default | NECB_Default | NECB_Default | NECB_Default | NECB_Default | NECB_Default | NECB_Default | NECB_Default | NECB_Default | NECB_Default | NECB_Default | NECB_Default | NECB_Default | NECB_Default | NECB_Default | NECB_Default | NECB_Default | NECB_Default | NECB_Default | NECB_Default | NECB_Default | NECB_Default | aws_batch | 834599497928 | [5 empty] | baseline-2021-03-24 | 6a87033d-ede6-4783-acf8-880bd0e50e61 | TRUE | TRUE | 6251772b-e6cf-48a3-a9b8-6fe7163e0b0e |  | 46320.38 | 15152.6411 | 40 | LargeOffice |  |  | 0 | LargeOffice | 12 |  | 13 | NECB2017 | 0.085057 | 178146.0371 | 26.1944 | 34.7008 | 60.0205 | 1.8197 | 232.7133 | 109.9779 | HALIFAX | NOVA SCOTIA | 58.4512 | 4.9905 | 0 | 63.4417 | 11.4634 | 1.2597 | 0 | 12.723 | 0 | 0.019235 | 0 | 0 | 0.28824 | 0.065072 | 0.0033681 | 0.051672 | 0.09479 | 0.08574 | 0.10029 | 0.018734 | 0.38853 | 0.048619 | 32.4195 | 31.9351 | Natural Gas | 40 | 0.757 |  | 0.284 |  |  |  | 0.156 | 0.247 | 1.9 |  | 0 | Halifax Dockyard | CAN | 112 | 3647 | 44.655 | -63.577 | 6 | 4000 | NS | CAN_NS_Halifax.Dockyard.713280_CWEC2016.epw | 0 | 0 | 0 | 0 | 2252.04 | 2192.0411 | 25.4096 | 0.011592 | 9287.2 | 0.1 | 2021-03-24 15:13:42 +0000 | eef80c06 | 0.2.11 | :adv_dx_units: NECB_Default :analysis_id: 6a87033d-ede6-4783-acf8-880bd0e50e61 :analysis_name: baseline-2021-03-24 :boiler_eff: NECB_Default :btap_batch_version: 1.0.002 :building_type: LargeOffice :compute_environment: aws_batch :datapoint_id: 6251772b-e6cf-48a3-a9b8-6fe7163e0b0e :daylighting_type: NECB_Default :dcv_type: NECB_Default :door_construction_cond: NECB_Default :ecm_system_name: NECB_Default :enable_costing: true :epw_file: CAN_NS_Halifax.Dockyard.713280_CWEC2016.epw :erv_package: NECB_Default :ext_floor_cond: NECB_Default :ext_roof_cond: NECB_Default :ext_wall_cond: NECB_Default :fdwr_set: NECB_Default :fixed_wind_solar_trans: NECB_Default :fixed_window_cond: NECB_Default :furnace_eff: NECB_Default :glass_door_cond: NECB_Default :glass_door_solar_trans: NECB_Default :ground_floor_cond: NECB_Default :ground_roof_cond: NECB_Default :ground_wall_cond: NECB_Default :lights_scale: NECB_Default :lights_type: NECB_Default :overhead_door_cond: NECB_Default :primary_heating_fuel: NaturalGas :pv_ground_azimuth_angle: NECB_Default :pv_ground_module_description: NECB_Default :pv_ground_tilt_angle: NECB_Default :pv_ground_total_area_pv_panels_m2: NECB_Default :pv_ground_type: NECB_Default :rotation_degrees: NECB_Default :run_annual_simulation: true :s3_bucket: '834599497928' :scale_x: NECB_Default :scale_y: NECB_Default :scale_z: NECB_Default :shw_eff: NECB_Default :skylight_cond: NECB_Default :skylight_solar_trans: NECB_Default :srr_set: NECB_Default :template: NECB2017 | 0.0013018 | TRUE | 865.3563 |  | https://s3.console.aws.amazon.com/s3/buckets/834599497928?region=ca-central-1&prefix=sara.gilani/baseline-2021-03-24/6a87033d-ede6-4783-acf8-880bd0e50e61/output/6251772b-e6cf-48a3-a9b8-6fe7163e0b0e/ | 1.0.002 | 0 | 0 |  | 0 | 0 | tier_1 | 0
164 | 0 |  | NECB_Default | NECB_Default | NECB_Default | NECB_Default | NECB_Default | NECB_Default | NECB_Default | NECB_Default | LargeOffice | NECB2015 | CAN_ON_Toronto.Pearson.Intl.AP.716240_CWEC2016.epw | NaturalGas | NECB_Default | NECB_Default | NECB_Default | NECB_Default | NECB_Default | NECB_Default | NECB_Default | NECB_Default | NECB_Default | NECB_Default | NECB_Default | NECB_Default | NECB_Default | NECB_Default | NECB_Default | NECB_Default | NECB_Default | NECB_Default | NECB_Default | NECB_Default | NECB_Default | NECB_Default | NECB_Default | NECB_Default | NECB_Default | NECB_Default | NECB_Default | aws_batch | 834599497928 | [5 empty] | baseline-2021-03-24 | 6a87033d-ede6-4783-acf8-880bd0e50e61 | TRUE | TRUE | 3eab422a-d675-497d-800c-8a2cab4ec542 |  | 46320.38 | 15152.6411 | 40 | LargeOffice |  |  | 0 | LargeOffice | 12 |  | 13 | NECB2015 | 0.085057 | 178146.0371 | 30.6323 | 37.5868 | 66.698 | 1.8953 | 263.2928 | 126.4803 | TORONTO | ONTARIO | 1.7782 | 5.5431 | 0 | 7.3213 | 14.2465 | 0.97808 | 0 | 15.2246 | 0 | 0.02811 | 0 | 0 | 0.32015 | 0.068864 | 0.0060284 | 0.064406 | 0.09479 | 0.10387 | 0.11217 | 0.016306 | 0.43231 | 0.047759 | 37.184 | 42.9879 | Natural Gas | 40 | 0.757 |  | 0.379 |  |  |  | 0.183 | 0.278 | 2.2 |  | 0 | Toronto Pearson Intl AP | CAN | 382 | 3615 | 43.677 | -79.631 | 5 | 3890 | ON | CAN_ON_Toronto.Pearson.Intl.AP.716240_CWEC2016.epw | 0 | 0 | 0 | 0 | 2212.23 | 2192.0411 | 25.4096 | 0.011592 | 9287.2 | 0.1 | 2021-03-24 15:13:28 +0000 | eef80c06 | 0.2.11 | :adv_dx_units: NECB_Default :analysis_id: 6a87033d-ede6-4783-acf8-880bd0e50e61 :analysis_name: baseline-2021-03-24 :boiler_eff: NECB_Default :btap_batch_version: 1.0.002 :building_type: LargeOffice :compute_environment: aws_batch :datapoint_id: 3eab422a-d675-497d-800c-8a2cab4ec542 :daylighting_type: NECB_Default :dcv_type: NECB_Default :door_construction_cond: NECB_Default :ecm_system_name: NECB_Default :enable_costing: true :epw_file: CAN_ON_Toronto.Pearson.Intl.AP.716240_CWEC2016.epw :erv_package: NECB_Default :ext_floor_cond: NECB_Default :ext_roof_cond: NECB_Default :ext_wall_cond: NECB_Default :fdwr_set: NECB_Default :fixed_wind_solar_trans: NECB_Default :fixed_window_cond: NECB_Default :furnace_eff: NECB_Default :glass_door_cond: NECB_Default :glass_door_solar_trans: NECB_Default :ground_floor_cond: NECB_Default :ground_roof_cond: NECB_Default :ground_wall_cond: NECB_Default :lights_scale: NECB_Default :lights_type: NECB_Default :overhead_door_cond: NECB_Default :primary_heating_fuel: NaturalGas :pv_ground_azimuth_angle: NECB_Default :pv_ground_module_description: NECB_Default :pv_ground_tilt_angle: NECB_Default :pv_ground_total_area_pv_panels_m2: NECB_Default :pv_ground_type: NECB_Default :rotation_degrees: NECB_Default :run_annual_simulation: true :s3_bucket: '834599497928' :scale_x: NECB_Default :scale_y: NECB_Default :scale_z: NECB_Default :shw_eff: NECB_Default :skylight_cond: NECB_Default :skylight_solar_trans: NECB_Default :srr_set: NECB_Default :template: NECB2015 | 0.0021824 | TRUE | 865.7813 |  | https://s3.console.aws.amazon.com/s3/buckets/834599497928?region=ca-central-1&prefix=sara.gilani/baseline-2021-03-24/6a87033d-ede6-4783-acf8-880bd0e50e61/output/3eab422a-d675-497d-800c-8a2cab4ec542/ | 1.0.002 | 0 | 0 |  | 0 | 0 | tier_1 | 0
165 | 0 |  | NECB_Default | NECB_Default | NECB_Default | NECB_Default | NECB_Default | NECB_Default | NECB_Default | NECB_Default | LargeOffice | NECB2017 | CAN_BC_Vancouver.Intl.AP.718920_CWEC2016.epw | Electricity | NECB_Default | NECB_Default | NECB_Default | NECB_Default | NECB_Default | NECB_Default | NECB_Default | NECB_Default | NECB_Default | NECB_Default | NECB_Default | NECB_Default | NECB_Default | NECB_Default | NECB_Default | NECB_Default | NECB_Default | NECB_Default | NECB_Default | NECB_Default | NECB_Default | NECB_Default | NECB_Default | NECB_Default | NECB_Default | NECB_Default | NECB_Default | aws_batch | 834599497928 | [5 empty] | baseline-2021-03-24 | 6a87033d-ede6-4783-acf8-880bd0e50e61 | TRUE | TRUE | b54f4e94-a353-4b5b-8a51-b02b2776043e |  | 46320.38 | 15152.6411 | 40 | LargeOffice |  |  | 0 | LargeOffice | 12 |  | 13 | NECB2017 | 0.085057 | 178146.0371 | 27.6302 | 26.1618 | 60.2681 | 3.7522 | 225.6347 | 107.8224 | VANCOUVER | BRITISH COLUMBIA | 1.0024 | 0 | 0 | 1.0024 | 10.0101 | 0 | 0 | 10.0101 | 0 | 0.016899 | 0 | 0 | 0.35371 | 0.064656 | 0.0012638 | 0.03437 | 0.09479 | 0.08574 | 0 | 0.018514 | 0.35371 | 0.036333 | 36.8806 | 0 | Electricity | 40 | 0.757 |  | 0.568 |  |  |  | 0.193 | 0.315 | 2.1 |  | 0 | Vancouver Intl AP | CAN | 42 | 2797 | 49.195 | -123.184 | 4 | 2800 | BC | CAN_BC_Vancouver.Intl.AP.718920_CWEC2016.epw | 0 | 4.6045 | 0.0019858 | 1682.96 | 0 | 2318.7204 | 25.4096 | 0.010958 | 9287.2 | 0.1 | 2021-03-24 15:13:00 +0000 | eef80c06 | 0.2.11 | :adv_dx_units: NECB_Default :analysis_id: 6a87033d-ede6-4783-acf8-880bd0e50e61 :analysis_name: baseline-2021-03-24 :boiler_eff: NECB_Default :btap_batch_version: 1.0.002 :building_type: LargeOffice :compute_environment: aws_batch :datapoint_id: b54f4e94-a353-4b5b-8a51-b02b2776043e :daylighting_type: NECB_Default :dcv_type: NECB_Default :door_construction_cond: NECB_Default :ecm_system_name: NECB_Default :enable_costing: true :epw_file: CAN_BC_Vancouver.Intl.AP.718920_CWEC2016.epw :erv_package: NECB_Default :ext_floor_cond: NECB_Default :ext_roof_cond: NECB_Default :ext_wall_cond: NECB_Default :fdwr_set: NECB_Default :fixed_wind_solar_trans: NECB_Default :fixed_window_cond: NECB_Default :furnace_eff: NECB_Default :glass_door_cond: NECB_Default :glass_door_solar_trans: NECB_Default :ground_floor_cond: NECB_Default :ground_roof_cond: NECB_Default :ground_wall_cond: NECB_Default :lights_scale: NECB_Default :lights_type: NECB_Default :overhead_door_cond: NECB_Default :primary_heating_fuel: Electricity :pv_ground_azimuth_angle: NECB_Default :pv_ground_module_description: NECB_Default :pv_ground_tilt_angle: NECB_Default :pv_ground_total_area_pv_panels_m2: NECB_Default :pv_ground_type: NECB_Default :rotation_degrees: NECB_Default :run_annual_simulation: true :s3_bucket: '834599497928' :scale_x: NECB_Default :scale_y: NECB_Default :scale_z: NECB_Default :shw_eff: NECB_Default :skylight_cond: NECB_Default :skylight_solar_trans: NECB_Default :srr_set: NECB_Default :template: NECB2017 | 0.0011466 | TRUE | 865.3295 |  | https://s3.console.aws.amazon.com/s3/buckets/834599497928?region=ca-central-1&prefix=sara.gilani/baseline-2021-03-24/6a87033d-ede6-4783-acf8-880bd0e50e61/output/b54f4e94-a353-4b5b-8a51-b02b2776043e/ | 1.0.002 | 0 | 0 |  | 0 | 0 | tier_1 | 0
166 | 0 |  | NECB_Default | NECB_Default | NECB_Default | NECB_Default | NECB_Default | NECB_Default | NECB_Default | NECB_Default | LargeOffice | NECB2017 | CAN_AB_Edmonton.Intl.AP.711230_CWEC2016.epw | NaturalGas | NECB_Default | NECB_Default | NECB_Default | NECB_Default | NECB_Default | NECB_Default | NECB_Default | NECB_Default | NECB_Default | NECB_Default | NECB_Default | NECB_Default | NECB_Default | NECB_Default | NECB_Default | NECB_Default | NECB_Default | NECB_Default | NECB_Default | NECB_Default | NECB_Default | NECB_Default | NECB_Default | NECB_Default | NECB_Default | NECB_Default | NECB_Default | aws_batch | 834599497928 | [5 empty] | baseline-2021-03-24 | 6a87033d-ede6-4783-acf8-880bd0e50e61 | TRUE | TRUE | af719ea4-9084-41c7-ac79-e36e04344f81 |  | 46320.38 | 15152.6411 | 32.5 | LargeOffice |  |  | 0 | LargeOffice | 12 |  | 13 | NECB2017 | 0.085057 | 178146.0371 | 29.2773 | 36.2453 | 67.2027 | 1.8774 | 257.6533 | 123.0506 | EDMONTON | ALBERTA | 61.7394 | 5.9693 | 0 | 67.7087 | 5.8516 | 0.42586 | 0 | 6.2775 | 0 | 0.013243 | 0 | 0 | 0.28133 | 0.065705 | 0.0037163 | 0.064214 | 0.09479 | 0.08574 | 0.11829 | 0.017273 | 0.39962 | 0.05408 | 32.2142 | 38.7924 | Natural Gas | 32.5 | 0.757 |  | 0.284 |  |  |  | 0.138 | 0.21 | 1.9 |  | 0 | Edmonton Intl AP | CAN | 23 | 5588 | 53.31 | -113.579 | 7a | 5120 | AB | CAN_AB_Edmonton.Intl.AP.711230_CWEC2016.epw | 0 | 0 | 0 | 0 | 2505 | 2192.0411 | 25.4096 | 0.011592 | 9287.2 | 0.1 | 2021-03-24 15:13:29 +0000 | eef80c06 | 0.2.11 | :adv_dx_units: NECB_Default :analysis_id: 6a87033d-ede6-4783-acf8-880bd0e50e61 :analysis_name: baseline-2021-03-24 :boiler_eff: NECB_Default :btap_batch_version: 1.0.002 :building_type: LargeOffice :compute_environment: aws_batch :datapoint_id: af719ea4-9084-41c7-ac79-e36e04344f81 :daylighting_type: NECB_Default :dcv_type: NECB_Default :door_construction_cond: NECB_Default :ecm_system_name: NECB_Default :enable_costing: true :epw_file: CAN_AB_Edmonton.Intl.AP.711230_CWEC2016.epw :erv_package: NECB_Default :ext_floor_cond: NECB_Default :ext_roof_cond: NECB_Default :ext_wall_cond: NECB_Default :fdwr_set: NECB_Default :fixed_wind_solar_trans: NECB_Default :fixed_window_cond: NECB_Default :furnace_eff: NECB_Default :glass_door_cond: NECB_Default :glass_door_solar_trans: NECB_Default :ground_floor_cond: NECB_Default :ground_roof_cond: NECB_Default :ground_wall_cond: NECB_Default :lights_scale: NECB_Default :lights_type: NECB_Default :overhead_door_cond: NECB_Default :primary_heating_fuel: NaturalGas :pv_ground_azimuth_angle: NECB_Default :pv_ground_module_description: NECB_Default :pv_ground_tilt_angle: NECB_Default :pv_ground_total_area_pv_panels_m2: NECB_Default :pv_ground_type: NECB_Default :rotation_degrees: NECB_Default :run_annual_simulation: true :s3_bucket: '834599497928' :scale_x: NECB_Default :scale_y: NECB_Default :scale_z: NECB_Default :shw_eff: NECB_Default :skylight_cond: NECB_Default :skylight_solar_trans: NECB_Default :srr_set: NECB_Default :template: NECB2017 | 0.00085923 | TRUE | 865.4888 |  | https://s3.console.aws.amazon.com/s3/buckets/834599497928?region=ca-central-1&prefix=sara.gilani/baseline-2021-03-24/6a87033d-ede6-4783-acf8-880bd0e50e61/output/af719ea4-9084-41c7-ac79-e36e04344f81/ | 1.0.002 | 0 | 0 |  | 0 | 0 | tier_1 | 0
167 | 0 |  | NECB_Default | NECB_Default | NECB_Default | NECB_Default | NECB_Default | NECB_Default | NECB_Default | NECB_Default | LargeOffice | NECB2017 | CAN_ON_Toronto.Pearson.Intl.AP.716240_CWEC2016.epw | Electricity | NECB_Default | NECB_Default | NECB_Default | NECB_Default | NECB_Default | NECB_Default | NECB_Default | NECB_Default | NECB_Default | NECB_Default | NECB_Default | NECB_Default | NECB_Default | NECB_Default | NECB_Default | NECB_Default | NECB_Default | NECB_Default | NECB_Default | NECB_Default | NECB_Default | NECB_Default | NECB_Default | NECB_Default | NECB_Default | NECB_Default | NECB_Default | aws_batch | 834599497928 | [5 empty] | baseline-2021-03-24 | 6a87033d-ede6-4783-acf8-880bd0e50e61 | TRUE | TRUE | 0d4f591e-3804-46bf-a866-97cb0bc469e5 |  | 46320.38 | 15152.6411 | 40 | LargeOffice |  |  | 0 | LargeOffice | 12 |  | 13 | NECB2017 | 0.085057 | 178146.0371 | 31.5337 | 27.6473 | 66.698 | 3.7634 | 248.7417 | 119.0993 | TORONTO | ONTARIO | 2.0913 | 0 | 0 | 2.0913 | 16.7555 | 0 | 0 | 16.7555 | 0 | 0.026825 | 0 | 0 | 0.37653 | 0.065655 | 0.0056088 | 0.043168 | 0.09479 | 0.08574 | 0 | 0.015173 | 0.37653 | 0.037474 | 46.4851 | 0 | Electricity | 40 | 0.757 |  | 0.379 |  |  |  | 0.156 | 0.278 | 1.9 |  | 0 | Toronto Pearson Intl AP | CAN | 382 | 3615 | 43.677 | -79.631 | 5 | 3890 | ON | CAN_ON_Toronto.Pearson.Intl.AP.716240_CWEC2016.epw | 0 | 4.7492 | 0.0021666 | 1735.83 | 0 | 2192.0411 | 25.4096 | 0.011592 | 9287.2 | 0.1 | 2021-03-24 15:13:34 +0000 | eef80c06 | 0.2.11 | :adv_dx_units: NECB_Default :analysis_id: 6a87033d-ede6-4783-acf8-880bd0e50e61 :analysis_name: baseline-2021-03-24 :boiler_eff: NECB_Default :btap_batch_version: 1.0.002 :building_type: LargeOffice :compute_environment: aws_batch :datapoint_id: 0d4f591e-3804-46bf-a866-97cb0bc469e5 :daylighting_type: NECB_Default :dcv_type: NECB_Default :door_construction_cond: NECB_Default :ecm_system_name: NECB_Default :enable_costing: true :epw_file: CAN_ON_Toronto.Pearson.Intl.AP.716240_CWEC2016.epw :erv_package: NECB_Default :ext_floor_cond: NECB_Default :ext_roof_cond: NECB_Default :ext_wall_cond: NECB_Default :fdwr_set: NECB_Default :fixed_wind_solar_trans: NECB_Default :fixed_window_cond: NECB_Default :furnace_eff: NECB_Default :glass_door_cond: NECB_Default :glass_door_solar_trans: NECB_Default :ground_floor_cond: NECB_Default :ground_roof_cond: NECB_Default :ground_wall_cond: NECB_Default :lights_scale: NECB_Default :lights_type: NECB_Default :overhead_door_cond: NECB_Default :primary_heating_fuel: Electricity :pv_ground_azimuth_angle: NECB_Default :pv_ground_module_description: NECB_Default :pv_ground_tilt_angle: NECB_Default :pv_ground_total_area_pv_panels_m2: NECB_Default :pv_ground_type: NECB_Default :rotation_degrees: NECB_Default :run_annual_simulation: true :s3_bucket: '834599497928' :scale_x: NECB_Default :scale_y: NECB_Default :scale_z: NECB_Default :shw_eff: NECB_Default :skylight_cond: NECB_Default :skylight_solar_trans: NECB_Default :srr_set: NECB_Default :template: NECB2017 | 0.0020937 | TRUE | 865.9359 |  | https://s3.console.aws.amazon.com/s3/buckets/834599497928?region=ca-central-1&prefix=sara.gilani/baseline-2021-03-24/6a87033d-ede6-4783-acf8-880bd0e50e61/output/0d4f591e-3804-46bf-a866-97cb0bc469e5/ | 1.0.002 | 0 | 0 |  | 0 | 0 | tier_1 | 0
168 | 0 |  | NECB_Default | NECB_Default | NECB_Default | NECB_Default | NECB_Default | NECB_Default | NECB_Default | NECB_Default | LargeOffice | NECB2017 | CAN_AB_Calgary.Intl.AP.718770_CWEC2016.epw | NaturalGas | NECB_Default | NECB_Default | NECB_Default | NECB_Default | NECB_Default | NECB_Default | NECB_Default | NECB_Default | NECB_Default | NECB_Default | NECB_Default | NECB_Default | NECB_Default | NECB_Default | NECB_Default | NECB_Default | NECB_Default | NECB_Default | NECB_Default | NECB_Default | NECB_Default | NECB_Default | NECB_Default | NECB_Default | NECB_Default | NECB_Default | NECB_Default | aws_batch | 834599497928 | [5 empty] | baseline-2021-03-24 | 6a87033d-ede6-4783-acf8-880bd0e50e61 | TRUE | TRUE | 5428b437-9270-4ddc-9960-b79ac9885f4f |  | 46320.38 | 15152.6411 | 33.3 | LargeOffice |  |  | 0 | LargeOffice | 12 |  | 13 | NECB2017 | 0.085057 | 178146.0371 | 29.369 | 35.7612 | 66.3667 | 1.8782 | 257.0721 | 123.697 | CALGARY | ALBERTA | 62.7271 | 5.3677 | 0 | 68.0947 | 5.9452 | 0.38294 | 0 | 6.3282 | 0 | 0.014373 | 0 | 0 | 0.28583 | 0.07074 | 0.002199 | 0.054382 | 0.09479 | 0.08574 | 0.10637 | 0.01709 | 0.3922 | 0.051989 | 32.2028 | 36.906 | Natural Gas | 33.3 | 0.757 |  | 0.284 |  |  |  | 0.138 | 0.21 | 1.9 |  | 0 | Calgary Intl AP | CAN | 64 | 4781 | 51.114 | -114.02 | 7a | 5000 | AB | CAN_AB_Calgary.Intl.AP.718770_CWEC2016.epw | 0 | 0 | 0 | 0 | 2408.13 | 2192.0411 | 25.4096 | 0.011592 | 9287.2 | 0.1 | 2021-03-24 15:13:31 +0000 | eef80c06 | 0.2.11 | :adv_dx_units: NECB_Default :analysis_id: 6a87033d-ede6-4783-acf8-880bd0e50e61 :analysis_name: baseline-2021-03-24 :boiler_eff: NECB_Default :btap_batch_version: 1.0.002 :building_type: LargeOffice :compute_environment: aws_batch :datapoint_id: 5428b437-9270-4ddc-9960-b79ac9885f4f :daylighting_type: NECB_Default :dcv_type: NECB_Default :door_construction_cond: NECB_Default :ecm_system_name: NECB_Default :enable_costing: true :epw_file: CAN_AB_Calgary.Intl.AP.718770_CWEC2016.epw :erv_package: NECB_Default :ext_floor_cond: NECB_Default :ext_roof_cond: NECB_Default :ext_wall_cond: NECB_Default :fdwr_set: NECB_Default :fixed_wind_solar_trans: NECB_Default :fixed_window_cond: NECB_Default :furnace_eff: NECB_Default :glass_door_cond: NECB_Default :glass_door_solar_trans: NECB_Default :ground_floor_cond: NECB_Default :ground_roof_cond: NECB_Default :ground_wall_cond: NECB_Default :lights_scale: NECB_Default :lights_type: NECB_Default :overhead_door_cond: NECB_Default :primary_heating_fuel: NaturalGas :pv_ground_azimuth_angle: NECB_Default :pv_ground_module_description: NECB_Default :pv_ground_tilt_angle: NECB_Default :pv_ground_total_area_pv_panels_m2: NECB_Default :pv_ground_type: NECB_Default :rotation_degrees: NECB_Default :run_annual_simulation: true :s3_bucket: '834599497928' :scale_x: NECB_Default :scale_y: NECB_Default :scale_z: NECB_Default :shw_eff: NECB_Default :skylight_cond: NECB_Default :skylight_solar_trans: NECB_Default :srr_set: NECB_Default :template: NECB2017 | 0.00089485 | TRUE | 866.5459 |  | https://s3.console.aws.amazon.com/s3/buckets/834599497928?region=ca-central-1&prefix=sara.gilani/baseline-2021-03-24/6a87033d-ede6-4783-acf8-880bd0e50e61/output/5428b437-9270-4ddc-9960-b79ac9885f4f/ | 1.0.002 | 0 | 0 |  | 0 | 0 | tier_1 | 0
169 | 0 |  | NECB_Default | NECB_Default | NECB_Default | NECB_Default | NECB_Default | NECB_Default | NECB_Default | NECB_Default | LargeOffice | NECB2017 | CAN_AB_Calgary.Intl.AP.718770_CWEC2016.epw | Electricity | NECB_Default | NECB_Default | NECB_Default | NECB_Default | NECB_Default | NECB_Default | NECB_Default | NECB_Default | NECB_Default | NECB_Default | NECB_Default | NECB_Default | NECB_Default | NECB_Default | NECB_Default | NECB_Default | NECB_Default | NECB_Default | NECB_Default | NECB_Default | NECB_Default | NECB_Default | NECB_Default | NECB_Default | NECB_Default | NECB_Default | NECB_Default | aws_batch | 834599497928 | [5 empty] | baseline-2021-03-24 | 6a87033d-ede6-4783-acf8-880bd0e50e61 | TRUE | TRUE | 2fe689ef-09dc-4818-b675-f77a539666e2 |  | 46320.38 | 15152.6411 | 33.3 | LargeOffice |  |  | 0 | LargeOffice | 12 |  | 13 | NECB2017 | 0.085057 | 178146.0371 | 29.369 | 26.7359 | 66.3667 | 3.7644 | 247.144 | 120.9081 | CALGARY | ALBERTA | 80.4826 | 0 | 0 | 80.4826 | 7.6281 | 0 | 0 | 7.6281 | 0 | 0.014365 | 0 | 0 | 0.36673 | 0.070522 | 0.0012336 | 0.041354 | 0.09479 | 0.08574 | 0 | 0.016904 | 0.36673 | 0.040931 | 43.223 | 0 | Electricity | 33.3 | 0.757 |  | 0.284 |  |  |  | 0.138 | 0.21 | 1.9 |  | 0 | Calgary Intl AP | CAN | 64 | 4781 | 51.114 | -114.02 | 7a | 5000 | AB | CAN_AB_Calgary.Intl.AP.718770_CWEC2016.epw | 0 | 5.1872 | 0.0023664 | 1895.93 | 0 | 2192.0411 | 25.4096 | 0.011592 | 9287.2 | 0.1 | 2021-03-24 15:13:05 +0000 | eef80c06 | 0.2.11 | :adv_dx_units: NECB_Default :analysis_id: 6a87033d-ede6-4783-acf8-880bd0e50e61 :analysis_name: baseline-2021-03-24 :boiler_eff: NECB_Default :btap_batch_version: 1.0.002 :building_type: LargeOffice :compute_environment: aws_batch :datapoint_id: 2fe689ef-09dc-4818-b675-f77a539666e2 :daylighting_type: NECB_Default :dcv_type: NECB_Default :door_construction_cond: NECB_Default :ecm_system_name: NECB_Default :enable_costing: true :epw_file: CAN_AB_Calgary.Intl.AP.718770_CWEC2016.epw :erv_package: NECB_Default :ext_floor_cond: NECB_Default :ext_roof_cond: NECB_Default :ext_wall_cond: NECB_Default :fdwr_set: NECB_Default :fixed_wind_solar_trans: NECB_Default :fixed_window_cond: NECB_Default :furnace_eff: NECB_Default :glass_door_cond: NECB_Default :glass_door_solar_trans: NECB_Default :ground_floor_cond: NECB_Default :ground_roof_cond: NECB_Default :ground_wall_cond: NECB_Default :lights_scale: NECB_Default :lights_type: NECB_Default :overhead_door_cond: NECB_Default :primary_heating_fuel: Electricity :pv_ground_azimuth_angle: NECB_Default :pv_ground_module_description: NECB_Default :pv_ground_tilt_angle: NECB_Default :pv_ground_total_area_pv_panels_m2: NECB_Default :pv_ground_type: NECB_Default :rotation_degrees: NECB_Default :run_annual_simulation: true :s3_bucket: '834599497928' :scale_x: NECB_Default :scale_y: NECB_Default :scale_z: NECB_Default :shw_eff: NECB_Default :skylight_cond: NECB_Default :skylight_solar_trans: NECB_Default :srr_set: NECB_Default :template: NECB2017 | 0.00089485 | TRUE | 866.6265 |  | https://s3.console.aws.amazon.com/s3/buckets/834599497928?region=ca-central-1&prefix=sara.gilani/baseline-2021-03-24/6a87033d-ede6-4783-acf8-880bd0e50e61/output/2fe689ef-09dc-4818-b675-f77a539666e2/ | 1.0.002 | 0 | 0 |  | 0 | 0 | tier_1 | 0
170 | 0 |  | NECB_Default | NECB_Default | NECB_Default | NECB_Default | NECB_Default | NECB_Default | NECB_Default | NECB_Default | Warehouse | NECB2011 | CAN_YT_Whitehorse.Intl.AP.719640_CWEC2016.epw | Electricity | NECB_Default | NECB_Default | NECB_Default | NECB_Default | NECB_Default | NECB_Default | NECB_Default | NECB_Default | NECB_Default | NECB_Default | NECB_Default | NECB_Default | NECB_Default | NECB_Default | NECB_Default | NECB_Default | NECB_Default | NECB_Default | NECB_Default | NECB_Default | NECB_Default | NECB_Default | NECB_Default | NECB_Default | NECB_Default | NECB_Default | NECB_Default | aws_batch | 834599497928 | [5 empty] | baseline-2021-03-24 | 6a87033d-ede6-4783-acf8-880bd0e50e61 | TRUE | TRUE | 57d54d31-1da2-453b-8f80-f0c206c7041e |  | 4835.13 | 7095.2421 | 22.8 | Warehouse |  |  | 5 | Warehouse | 1 |  | 1 | NECB2011 | 0.18734 | 37873.9042 | 165.8524 | 10.9975 | 55.9159 | 2.7592 | 329.8889 | 94.3639 | WHITEHORSE | YUKON | 7.1246 | 0 | 0 | 7.1246 | 16.3164 | 0 | 0 | 16.3164 | 0 | 0.0070112 | 0 | 0 | 0.45807 | 0.06968 | 0 | 0.27008 | 0.017571 | 0.082012 | 0 | 2.0682e-06 | 0.45807 | 0.011712 | 83.9981 | 0 | Electricity | 22.8 | 0.757 | [5 empty] | 0.162 | 0.21 | 2.2 | 2.2 | 5 | Whitehorse Intl AP | CAN | 5 | 6491 | 60.709 | -135.069 | 7b | 6580 | YT | CAN_YT_Whitehorse.Intl.AP.719640_CWEC2016.epw | 0 | 0.15494 | 0.0021569 | 56.63 | 0 | 71.8324 | 0.65218 | 0.0090791 | 238.37 | 0.1 | 2021-03-24 15:13:33 +0000 | eef80c06 | 0.2.11 | :adv_dx_units: NECB_Default :analysis_id: 6a87033d-ede6-4783-acf8-880bd0e50e61 :analysis_name: baseline-2021-03-24 :boiler_eff: NECB_Default :btap_batch_version: 1.0.002 :building_type: Warehouse :compute_environment: aws_batch :datapoint_id: 57d54d31-1da2-453b-8f80-f0c206c7041e :daylighting_type: NECB_Default :dcv_type: NECB_Default :door_construction_cond: NECB_Default :ecm_system_name: NECB_Default :enable_costing: true :epw_file: CAN_YT_Whitehorse.Intl.AP.719640_CWEC2016.epw :erv_package: NECB_Default :ext_floor_cond: NECB_Default :ext_roof_cond: NECB_Default :ext_wall_cond: NECB_Default :fdwr_set: NECB_Default :fixed_wind_solar_trans: NECB_Default :fixed_window_cond: NECB_Default :furnace_eff: NECB_Default :glass_door_cond: NECB_Default :glass_door_solar_trans: NECB_Default :ground_floor_cond: NECB_Default :ground_roof_cond: NECB_Default :ground_wall_cond: NECB_Default :lights_scale: NECB_Default :lights_type: NECB_Default :overhead_door_cond: NECB_Default :primary_heating_fuel: Electricity :pv_ground_azimuth_angle: NECB_Default :pv_ground_module_description: NECB_Default :pv_ground_tilt_angle: NECB_Default :pv_ground_total_area_pv_panels_m2: NECB_Default :pv_ground_type: NECB_Default :rotation_degrees: NECB_Default :run_annual_simulation: true :s3_bucket: '834599497928' :scale_x: NECB_Default :scale_y: NECB_Default :scale_z: NECB_Default :shw_eff: NECB_Default :skylight_cond: NECB_Default :skylight_solar_trans: NECB_Default :srr_set: NECB_Default :template: NECB2011 | 0 | TRUE | 869.0356 |  | https://s3.console.aws.amazon.com/s3/buckets/834599497928?region=ca-central-1&prefix=sara.gilani/baseline-2021-03-24/6a87033d-ede6-4783-acf8-880bd0e50e61/output/57d54d31-1da2-453b-8f80-f0c206c7041e/ | 1.0.002 | 0 | 0 |  | 0 | 0 | tier_1 | 0
171 | 0 |  | NECB_Default | NECB_Default | NECB_Default | NECB_Default | NECB_Default | NECB_Default | NECB_Default | NECB_Default | Warehouse | NECB2011 | CAN_BC_Vancouver.Intl.AP.718920_CWEC2016.epw | NaturalGas | NECB_Default | NECB_Default | NECB_Default | NECB_Default | NECB_Default | NECB_Default | NECB_Default | NECB_Default | NECB_Default | NECB_Default | NECB_Default | NECB_Default | NECB_Default | NECB_Default | NECB_Default | NECB_Default | NECB_Default | NECB_Default | NECB_Default | NECB_Default | NECB_Default | NECB_Default | NECB_Default | NECB_Default | NECB_Default | NECB_Default | NECB_Default | aws_batch | 834599497928 | [5 empty] | baseline-2021-03-24 | 6a87033d-ede6-4783-acf8-880bd0e50e61 | TRUE | TRUE | 58f0c0de-f0b1-4e25-a36b-b30df368960b |  | 4835.13 | 7095.2421 | 40 | Warehouse |  |  | 5 | Warehouse | 1 |  | 1 | NECB2011 | 0.18734 | 37873.9042 | 201.0916 | 27.5765 | 58.1037 | 2.9278 | 387.1468 | 97.4472 | VANCOUVER | BRITISH COLUMBIA | 0.60883 | 8.7971 | 0 | 9.4059 | 6.0797 | 1.9735 | 0 | 8.0533 | 0 | 0.02609 | 0 | 0 | 0.21483 | 0.086866 | 0 | 0.16245 | 0.017571 | 0.082012 | 0.1745 | 0.0022916 | 0.38933 | 0.012043 | 36.8166 | 114.1324 | Natural Gas | 40 | 0.757 | [5 empty] | 0.227 | 0.315 | 2.4 | 2.4 | 5 | Vancouver Intl AP | CAN | 42 | 2797 | 49.195 | -123.184 | 4 | 2800 | BC | CAN_BC_Vancouver.Intl.AP.718920_CWEC2016.epw | 0 | 0 | 0 | 0 | 58.23 | 71.8324 | 0.65218 | 0.0090791 | 238.37 | 0.1 | 2021-03-24 15:13:40 +0000 | eef80c06 | 0.2.11 | :adv_dx_units: NECB_Default :analysis_id: 6a87033d-ede6-4783-acf8-880bd0e50e61 :analysis_name: baseline-2021-03-24 :boiler_eff: NECB_Default :btap_batch_version: 1.0.002 :building_type: Warehouse :compute_environment: aws_batch :datapoint_id: 58f0c0de-f0b1-4e25-a36b-b30df368960b :daylighting_type: NECB_Default :dcv_type: NECB_Default :door_construction_cond: NECB_Default :ecm_system_name: NECB_Default :enable_costing: true :epw_file: CAN_BC_Vancouver.Intl.AP.718920_CWEC2016.epw :erv_package: NECB_Default :ext_floor_cond: NECB_Default :ext_roof_cond: NECB_Default :ext_wall_cond: NECB_Default :fdwr_set: NECB_Default :fixed_wind_solar_trans: NECB_Default :fixed_window_cond: NECB_Default :furnace_eff: NECB_Default :glass_door_cond: NECB_Default :glass_door_solar_trans: NECB_Default :ground_floor_cond: NECB_Default :ground_roof_cond: NECB_Default :ground_wall_cond: NECB_Default :lights_scale: NECB_Default :lights_type: NECB_Default :overhead_door_cond: NECB_Default :primary_heating_fuel: NaturalGas :pv_ground_azimuth_angle: NECB_Default :pv_ground_module_description: NECB_Default :pv_ground_tilt_angle: NECB_Default :pv_ground_total_area_pv_panels_m2: NECB_Default :pv_ground_type: NECB_Default :rotation_degrees: NECB_Default :run_annual_simulation: true :s3_bucket: '834599497928' :scale_x: NECB_Default :scale_y: NECB_Default :scale_z: NECB_Default :shw_eff: NECB_Default :skylight_cond: NECB_Default :skylight_solar_trans: NECB_Default :srr_set: NECB_Default :template: NECB2011 | 0 | TRUE | 870.1993 |  | https://s3.console.aws.amazon.com/s3/buckets/834599497928?region=ca-central-1&prefix=sara.gilani/baseline-2021-03-24/6a87033d-ede6-4783-acf8-880bd0e50e61/output/58f0c0de-f0b1-4e25-a36b-b30df368960b/ | 1.0.002 | 0 | 0 |  | 0 | 0 | tier_1 | 0
172 | 0 |  | NECB_Default | NECB_Default | NECB_Default | NECB_Default | NECB_Default | NECB_Default | NECB_Default | NECB_Default | Warehouse | NECB2011 | CAN_ON_Toronto.Pearson.Intl.AP.716240_CWEC2016.epw | NaturalGas | NECB_Default | NECB_Default | NECB_Default | NECB_Default | NECB_Default | NECB_Default | NECB_Default | NECB_Default | NECB_Default | NECB_Default | NECB_Default | NECB_Default | NECB_Default | NECB_Default | NECB_Default | NECB_Default | NECB_Default | NECB_Default | NECB_Default | NECB_Default | NECB_Default | NECB_Default | NECB_Default | NECB_Default | NECB_Default | NECB_Default | NECB_Default | aws_batch | 834599497928 | [5 empty] | baseline-2021-03-24 | 6a87033d-ede6-4783-acf8-880bd0e50e61 | TRUE | TRUE | 063c8b36-cf78-4d27-a57f-e2289f721c0c |  | 4835.13 | 7095.2421 | 40 | Warehouse |  |  | 5 | Warehouse | 1 |  | 1 | NECB2011 | 0.18734 | 37873.9042 | 223.6887 | 34.0145 | 64.9787 | 3.1102 | 479.8922 | 154.1001 | TORONTO | ONTARIO | 1.3954 | 11.7839 | 0 | 13.1793 | 11.1796 | 2.0793 | 0 | 13.2589 | 0 | 0.052956 | 0 | 0 | 0.25123 | 0.095902 | 0 | 0.22607 | 0.017571 | 0.082012 | 0.23845 | 0.0027859 | 0.48968 | 0.01238 | 45.0679 | 116.4604 | Natural Gas | 40 | 0.757 | [5 empty] | 0.183 | 0.278 | 2.2 | 2.2 | 5 | Toronto Pearson Intl AP | CAN | 382 | 3615 | 43.677 | -79.631 | 5 | 3890 | ON | CAN_ON_Toronto.Pearson.Intl.AP.716240_CWEC2016.epw | 0 | 0 | 0 | 0 | 59.86 | 71.8324 | 0.65218 | 0.0090791 | 238.37 | 0.1 | 2021-03-24 15:13:47 +0000 | eef80c06 | 0.2.11 | :adv_dx_units: NECB_Default :analysis_id: 6a87033d-ede6-4783-acf8-880bd0e50e61 :analysis_name: baseline-2021-03-24 :boiler_eff: NECB_Default :btap_batch_version: 1.0.002 :building_type: Warehouse :compute_environment: aws_batch :datapoint_id: 063c8b36-cf78-4d27-a57f-e2289f721c0c :daylighting_type: NECB_Default :dcv_type: NECB_Default :door_construction_cond: NECB_Default :ecm_system_name: NECB_Default :enable_costing: true :epw_file: CAN_ON_Toronto.Pearson.Intl.AP.716240_CWEC2016.epw :erv_package: NECB_Default :ext_floor_cond: NECB_Default :ext_roof_cond: NECB_Default :ext_wall_cond: NECB_Default :fdwr_set: NECB_Default :fixed_wind_solar_trans: NECB_Default :fixed_window_cond: NECB_Default :furnace_eff: NECB_Default :glass_door_cond: NECB_Default :glass_door_solar_trans: NECB_Default :ground_floor_cond: NECB_Default :ground_roof_cond: NECB_Default :ground_wall_cond: NECB_Default :lights_scale: NECB_Default :lights_type: NECB_Default :overhead_door_cond: NECB_Default :primary_heating_fuel: NaturalGas :pv_ground_azimuth_angle: NECB_Default :pv_ground_module_description: NECB_Default :pv_ground_tilt_angle: NECB_Default :pv_ground_total_area_pv_panels_m2: NECB_Default :pv_ground_type: NECB_Default :rotation_degrees: NECB_Default :run_annual_simulation: true :s3_bucket: '834599497928' :scale_x: NECB_Default :scale_y: NECB_Default :scale_z: NECB_Default :shw_eff: NECB_Default :skylight_cond: NECB_Default :skylight_solar_trans: NECB_Default :srr_set: NECB_Default :template: NECB2011 | 0 | TRUE | 871.7426 |  | https://s3.console.aws.amazon.com/s3/buckets/834599497928?region=ca-central-1&prefix=sara.gilani/baseline-2021-03-24/6a87033d-ede6-4783-acf8-880bd0e50e61/output/063c8b36-cf78-4d27-a57f-e2289f721c0c/ | 1.0.002 | 0 | 0 |  | 0 | 0 | tier_1 | 0
173 | 0 |  | NECB_Default | NECB_Default | NECB_Default | NECB_Default | NECB_Default | NECB_Default | NECB_Default | NECB_Default | Warehouse | NECB2017 | CAN_YT_Whitehorse.Intl.AP.719640_CWEC2016.epw | Electricity | NECB_Default | NECB_Default | NECB_Default | NECB_Default | NECB_Default | NECB_Default | NECB_Default | NECB_Default | NECB_Default | NECB_Default | NECB_Default | NECB_Default | NECB_Default | NECB_Default | NECB_Default | NECB_Default | NECB_Default | NECB_Default | NECB_Default | NECB_Default | NECB_Default | NECB_Default | NECB_Default | NECB_Default | NECB_Default | NECB_Default | NECB_Default | aws_batch | 834599497928 | [5 empty] | baseline-2021-03-24 | 6a87033d-ede6-4783-acf8-880bd0e50e61 | TRUE | TRUE | a35647e3-fb22-4401-948d-0f30e44d2508 |  | 4835.13 | 7095.2421 | 22.8 | Warehouse |  |  | 2 | Warehouse | 1 |  | 1 | NECB2017 | 0.18734 | 37873.9042 | 169.9871 | 9.9649 | 55.9159 | 2.7592 | 322.8696 | 84.2424 | WHITEHORSE | YUKON | 5.7137 | 0 | 0 | 5.7137 | 13.0851 | 0 | 0 | 13.0851 | 0 | 0.005307 | 0 | 0 | 0.36735 | 0.052392 | 0.001394 | 0.22509 | 0.017578 | 0.05403 | 0 | 2.0682e-06 | 0.36735 | 0.011555 | 83.3087 | 0 | Electricity | 22.8 | 0.757 | [5 empty] | 0.138 | 0.21 | 1.9 | 1.9 | 2 | Whitehorse Intl AP | CAN | 5 | 6491 | 60.709 | -135.069 | 7b | 6580 | YT | CAN_YT_Whitehorse.Intl.AP.719640_CWEC2016.epw | 0 | 0.15286 | 0.0021292 | 55.87 | 0 | 71.7905 | 0.64331 | 0.0089609 | 235.13 | 0.1 | 2021-03-24 15:14:12 +0000 | eef80c06 | 0.2.11 | :adv_dx_units: NECB_Default :analysis_id: 6a87033d-ede6-4783-acf8-880bd0e50e61 :analysis_name: baseline-2021-03-24 :boiler_eff: NECB_Default :btap_batch_version: 1.0.002 :building_type: Warehouse :compute_environment: aws_batch :datapoint_id: a35647e3-fb22-4401-948d-0f30e44d2508 :daylighting_type: NECB_Default :dcv_type: NECB_Default :door_construction_cond: NECB_Default :ecm_system_name: NECB_Default :enable_costing: true :epw_file: CAN_YT_Whitehorse.Intl.AP.719640_CWEC2016.epw :erv_package: NECB_Default :ext_floor_cond: NECB_Default :ext_roof_cond: NECB_Default :ext_wall_cond: NECB_Default :fdwr_set: NECB_Default :fixed_wind_solar_trans: NECB_Default :fixed_window_cond: NECB_Default :furnace_eff: NECB_Default :glass_door_cond: NECB_Default :glass_door_solar_trans: NECB_Default :ground_floor_cond: NECB_Default :ground_roof_cond: NECB_Default :ground_wall_cond: NECB_Default :lights_scale: NECB_Default :lights_type: NECB_Default :overhead_door_cond: NECB_Default :primary_heating_fuel: Electricity :pv_ground_azimuth_angle: NECB_Default :pv_ground_module_description: NECB_Default :pv_ground_tilt_angle: NECB_Default :pv_ground_total_area_pv_panels_m2: NECB_Default :pv_ground_type: NECB_Default :rotation_degrees: NECB_Default :run_annual_simulation: true :s3_bucket: '834599497928' :scale_x: NECB_Default :scale_y: NECB_Default :scale_z: NECB_Default :shw_eff: NECB_Default :skylight_cond: NECB_Default :skylight_solar_trans: NECB_Default :srr_set: NECB_Default :template: NECB2017 | 0 | TRUE | 870.6924 |  | https://s3.console.aws.amazon.com/s3/buckets/834599497928?region=ca-central-1&prefix=sara.gilani/baseline-2021-03-24/6a87033d-ede6-4783-acf8-880bd0e50e61/output/a35647e3-fb22-4401-948d-0f30e44d2508/ | 1.0.002 | 0 | 0 |  | 0 | 0 | tier_1 | 0
174 | 0 |  | NECB_Default | NECB_Default | NECB_Default | NECB_Default | NECB_Default | NECB_Default | NECB_Default | NECB_Default | SecondarySchool | NECB2011 | CAN_ON_Toronto.Pearson.Intl.AP.716240_CWEC2016.epw | NaturalGas | NECB_Default | NECB_Default | NECB_Default | NECB_Default | NECB_Default | NECB_Default | NECB_Default | NECB_Default | NECB_Default | NECB_Default | NECB_Default | NECB_Default | NECB_Default | NECB_Default | NECB_Default | NECB_Default | NECB_Default | NECB_Default | NECB_Default | NECB_Default | NECB_Default | NECB_Default | NECB_Default | NECB_Default | NECB_Default | NECB_Default | NECB_Default | aws_batch | 834599497928 | [5 empty] | baseline-2021-03-24 | 6a87033d-ede6-4783-acf8-880bd0e50e61 | TRUE | TRUE | 47f1326c-b717-44ee-ae8b-a6a0222b1089 |  | 19592 | 17870 | 40 | SecondarySchool |  |  | 5 | SecondarySchool | 2 |  | 2 | NECB2011 | 0.18768 | 95216 | 139.5575 | 21.9087 | 72.5388 | 7.2049 | 401.6691 | 160.4591 | TORONTO | ONTARIO | 1.8811 | 22.652 | 0 | 24.5332 | 15.0716 | 3.9969 | 0 | 19.0685 | 0 | 0.058829 | 0 | 0 | 0.33869 | 0.10079 | 0 | 0.3458 | 0.035323 | 0.14054 | 0.45837 | 0.0031993 | 0.79705 | 0.11256 | 48.9973 | 140.8772 | Natural Gas | 40 | 0.757 | [5 empty] | 0.183 | 0.278 | 2.2 | 2.2 | 5 | Toronto Pearson Intl AP | CAN | 382 | 3615 | 43.677 | -79.631 | 5 | 3890 | ON | CAN_ON_Toronto.Pearson.Intl.AP.716240_CWEC2016.epw | 0 | 0 | 0 | 0 | 2205.33 | 3977.9874 | 22.542 | 0.0056667 | 8239.09 | 0.1 | 2021-03-24 15:13:20 +0000 | eef80c06 | 0.2.11 | :adv_dx_units: NECB_Default :analysis_id: 6a87033d-ede6-4783-acf8-880bd0e50e61 :analysis_name: baseline-2021-03-24 :boiler_eff: NECB_Default :btap_batch_version: 1.0.002 :building_type: SecondarySchool :compute_environment: aws_batch :datapoint_id: 47f1326c-b717-44ee-ae8b-a6a0222b1089 :daylighting_type: NECB_Default :dcv_type: NECB_Default :door_construction_cond: NECB_Default :ecm_system_name: NECB_Default :enable_costing: true :epw_file: CAN_ON_Toronto.Pearson.Intl.AP.716240_CWEC2016.epw :erv_package: NECB_Default :ext_floor_cond: NECB_Default :ext_roof_cond: NECB_Default :ext_wall_cond: NECB_Default :fdwr_set: NECB_Default :fixed_wind_solar_trans: NECB_Default :fixed_window_cond: NECB_Default :furnace_eff: NECB_Default :glass_door_cond: NECB_Default :glass_door_solar_trans: NECB_Default :ground_floor_cond: NECB_Default :ground_roof_cond: NECB_Default :ground_wall_cond: NECB_Default :lights_scale: NECB_Default :lights_type: NECB_Default :overhead_door_cond: NECB_Default :primary_heating_fuel: NaturalGas :pv_ground_azimuth_angle: NECB_Default :pv_ground_module_description: NECB_Default :pv_ground_tilt_angle: NECB_Default :pv_ground_total_area_pv_panels_m2: NECB_Default :pv_ground_type: NECB_Default :rotation_degrees: NECB_Default :run_annual_simulation: true :s3_bucket: '834599497928' :scale_x: NECB_Default :scale_y: NECB_Default :scale_z: NECB_Default :shw_eff: NECB_Default :skylight_cond: NECB_Default :skylight_solar_trans: NECB_Default :srr_set: NECB_Default :template: NECB2011 | 0 | TRUE | 912.4858 |  | https://s3.console.aws.amazon.com/s3/buckets/834599497928?region=ca-central-1&prefix=sara.gilani/baseline-2021-03-24/6a87033d-ede6-4783-acf8-880bd0e50e61/output/47f1326c-b717-44ee-ae8b-a6a0222b1089/ | 1.0.002 | 0 | 0 |  | 0 | 0 | tier_1 | 0
175 | 0 |  | NECB_Default | NECB_Default | NECB_Default | NECB_Default | NECB_Default | NECB_Default | NECB_Default | NECB_Default | SecondarySchool | NECB2011 | CAN_AB_Calgary.Intl.AP.718770_CWEC2016.epw | NaturalGas | NECB_Default | NECB_Default | NECB_Default | NECB_Default | NECB_Default | NECB_Default | NECB_Default | NECB_Default | NECB_Default | NECB_Default | NECB_Default | NECB_Default | NECB_Default | NECB_Default | NECB_Default | NECB_Default | NECB_Default | NECB_Default | NECB_Default | NECB_Default | NECB_Default | NECB_Default | NECB_Default | NECB_Default | NECB_Default | NECB_Default | NECB_Default | aws_batch | 834599497928 | [5 empty] | baseline-2021-03-24 | 6a87033d-ede6-4783-acf8-880bd0e50e61 | TRUE | TRUE | 9af8d19a-567d-4d5b-a7fa-dbe46c543aba |  | 19592 | 17870 | 33.3 | SecondarySchool |  |  | 5 | SecondarySchool | 2 |  | 2 | NECB2011 | 0.18768 | 95216 | 133.5746 | 21.1022 | 72.2054 | 7.136 | 388.1227 | 154.1045 | CALGARY | ALBERTA | 67.5453 | 24.1977 | 0 | 91.7429 | 6.4019 | 1.7263 | 0 | 8.1282 | 0 | 0.024195 | 0 | 0 | 0.30778 | 0.10388 | 0.00063597 | 0.35784 | 0.035323 | 0.14054 | 0.47952 | 0.0032059 | 0.78731 | 0.12169 | 40.1403 | 125.5982 | Natural Gas | 33.3 | 0.757 | [5 empty] | 0.162 | 0.21 | 2.2 | 2.2 | 5 | Calgary Intl AP | CAN | 64 | 4781 | 51.114 | -114.02 | 7a | 5000 | AB | CAN_AB_Calgary.Intl.AP.718770_CWEC2016.epw | 0 | 0 | 0 | 0 | 2384.12 | 3977.9874 | 22.542 | 0.0056667 | 8239.09 | 0.1 | 2021-03-24 15:12:55 +0000 | eef80c06 | 0.2.11 | :adv_dx_units: NECB_Default :analysis_id: 6a87033d-ede6-4783-acf8-880bd0e50e61 :analysis_name: baseline-2021-03-24 :boiler_eff: NECB_Default :btap_batch_version: 1.0.002 :building_type: SecondarySchool :compute_environment: aws_batch :datapoint_id: 9af8d19a-567d-4d5b-a7fa-dbe46c543aba :daylighting_type: NECB_Default :dcv_type: NECB_Default :door_construction_cond: NECB_Default :ecm_system_name: NECB_Default :enable_costing: true :epw_file: CAN_AB_Calgary.Intl.AP.718770_CWEC2016.epw :erv_package: NECB_Default :ext_floor_cond: NECB_Default :ext_roof_cond: NECB_Default :ext_wall_cond: NECB_Default :fdwr_set: NECB_Default :fixed_wind_solar_trans: NECB_Default :fixed_window_cond: NECB_Default :furnace_eff: NECB_Default :glass_door_cond: NECB_Default :glass_door_solar_trans: NECB_Default :ground_floor_cond: NECB_Default :ground_roof_cond: NECB_Default :ground_wall_cond: NECB_Default :lights_scale: NECB_Default :lights_type: NECB_Default :overhead_door_cond: NECB_Default :primary_heating_fuel: NaturalGas :pv_ground_azimuth_angle: NECB_Default :pv_ground_module_description: NECB_Default :pv_ground_tilt_angle: NECB_Default :pv_ground_total_area_pv_panels_m2: NECB_Default :pv_ground_type: NECB_Default :rotation_degrees: NECB_Default :run_annual_simulation: true :s3_bucket: '834599497928' :scale_x: NECB_Default :scale_y: NECB_Default :scale_z: NECB_Default :shw_eff: NECB_Default :skylight_cond: NECB_Default :skylight_solar_trans: NECB_Default :srr_set: NECB_Default :template: NECB2011 | 0 | TRUE | 914.0142 |  | https://s3.console.aws.amazon.com/s3/buckets/834599497928?region=ca-central-1&prefix=sara.gilani/baseline-2021-03-24/6a87033d-ede6-4783-acf8-880bd0e50e61/output/9af8d19a-567d-4d5b-a7fa-dbe46c543aba/ | 1.0.002 | 0 | 0 |  | 0 | 0 | tier_1 | 0
176 | 0 |  | NECB_Default | NECB_Default | NECB_Default | NECB_Default | NECB_Default | NECB_Default | NECB_Default | NECB_Default | SecondarySchool | NECB2015 | CAN_YT_Whitehorse.Intl.AP.719640_CWEC2016.epw | NaturalGas | NECB_Default | NECB_Default | NECB_Default | NECB_Default | NECB_Default | NECB_Default | NECB_Default | NECB_Default | NECB_Default | NECB_Default | NECB_Default | NECB_Default | NECB_Default | NECB_Default | NECB_Default | NECB_Default | NECB_Default | NECB_Default | NECB_Default | NECB_Default | NECB_Default | NECB_Default | NECB_Default | NECB_Default | NECB_Default | NECB_Default | NECB_Default | aws_batch | 834599497928 | [5 empty] | baseline-2021-03-24 | 6a87033d-ede6-4783-acf8-880bd0e50e61 | TRUE | TRUE | cf22945e-a239-403b-b737-79df2625e559 |  | 19592 | 17870 | 22.8 | SecondarySchool |  |  | 5 | SecondarySchool | 2 |  | 2 | NECB2015 | 0.18768 | 95216 | 107.0564 | 20.4926 | 65.1061 | 6.7426 | 333.8255 | 134.4278 | WHITEHORSE | YUKON | 4.1744 | 35.8078 | 0 | 39.9822 | 9.56 | 6.5268 | 0 | 16.0868 | 0 | 0.0069028 | 0 | 0 | 0.26839 | 0.084276 | 0.001935 | 0.58797 | 0.035421 | 0.13671 | 0.7196 | 0.0031436 | 0.98799 | 0.13163 | 33.7328 | 166.4646 | Natural Gas | 22.8 | 0.757 | [5 empty] | 0.162 | 0.21 | 2.2 | 2.2 | 5 | Whitehorse Intl AP | CAN | 5 | 6491 | 60.709 | -135.069 | 7b | 6580 | YT | CAN_YT_Whitehorse.Intl.AP.719640_CWEC2016.epw | 0 | 0 | 0 | 0 | 2578.94 | 3977.9111 | 22.3732 | 0.0056244 | 8177.42 | 0.1 | 2021-03-24 15:13:36 +0000 | eef80c06 | 0.2.11 | :adv_dx_units: NECB_Default :analysis_id: 6a87033d-ede6-4783-acf8-880bd0e50e61 :analysis_name: baseline-2021-03-24 :boiler_eff: NECB_Default :btap_batch_version: 1.0.002 :building_type: SecondarySchool :compute_environment: aws_batch :datapoint_id: cf22945e-a239-403b-b737-79df2625e559 :daylighting_type: NECB_Default :dcv_type: NECB_Default :door_construction_cond: NECB_Default :ecm_system_name: NECB_Default :enable_costing: true :epw_file: CAN_YT_Whitehorse.Intl.AP.719640_CWEC2016.epw :erv_package: NECB_Default :ext_floor_cond: NECB_Default :ext_roof_cond: NECB_Default :ext_wall_cond: NECB_Default :fdwr_set: NECB_Default :fixed_wind_solar_trans: NECB_Default :fixed_window_cond: NECB_Default :furnace_eff: NECB_Default :glass_door_cond: NECB_Default :glass_door_solar_trans: NECB_Default :ground_floor_cond: NECB_Default :ground_roof_cond: NECB_Default :ground_wall_cond: NECB_Default :lights_scale: NECB_Default :lights_type: NECB_Default :overhead_door_cond: NECB_Default :primary_heating_fuel: NaturalGas :pv_ground_azimuth_angle: NECB_Default :pv_ground_module_description: NECB_Default :pv_ground_tilt_angle: NECB_Default :pv_ground_total_area_pv_panels_m2: NECB_Default :pv_ground_type: NECB_Default :rotation_degrees: NECB_Default :run_annual_simulation: true :s3_bucket: '834599497928' :scale_x: NECB_Default :scale_y: NECB_Default :scale_z: NECB_Default :shw_eff: NECB_Default :skylight_cond: NECB_Default :skylight_solar_trans: NECB_Default :srr_set: NECB_Default :template: NECB2015 | 0 | TRUE | 913.8919 |  | https://s3.console.aws.amazon.com/s3/buckets/834599497928?region=ca-central-1&prefix=sara.gilani/baseline-2021-03-24/6a87033d-ede6-4783-acf8-880bd0e50e61/output/cf22945e-a239-403b-b737-79df2625e559/ | 1.0.002 | 0 | 0 |  | 0 | 0 | tier_1 | 0
177 | 0 |  | NECB_Default | NECB_Default | NECB_Default | NECB_Default | NECB_Default | NECB_Default | NECB_Default | NECB_Default | SecondarySchool | NECB2011 | CAN_NS_Halifax.Dockyard.713280_CWEC2016.epw | NaturalGas | NECB_Default | NECB_Default | NECB_Default | NECB_Default | NECB_Default | NECB_Default | NECB_Default | NECB_Default | NECB_Default | NECB_Default | NECB_Default | NECB_Default | NECB_Default | NECB_Default | NECB_Default | NECB_Default | NECB_Default | NECB_Default | NECB_Default | NECB_Default | NECB_Default | NECB_Default | NECB_Default | NECB_Default | NECB_Default | NECB_Default | NECB_Default | aws_batch | 834599497928 | [5 empty] | baseline-2021-03-24 | 6a87033d-ede6-4783-acf8-880bd0e50e61 | TRUE | TRUE | 8f9029a4-b7de-4875-b21e-d3c04eefed7d |  | 19592 | 17870 | 40 | SecondarySchool |  |  | 5 | SecondarySchool | 2 |  | 2 | NECB2011 | 0.18768 | 95216 | 113.347 | 19.754 | 64.9505 | 6.8627 | 349.4575 | 144.5433 | HALIFAX | NOVA SCOTIA | 60.8402 | 22.2648 | 0 | 83.105 | 11.9319 | 5.6198 | 0 | 17.5517 | 0 | 0.025273 | 0 | 0 | 0.30002 | 0.095698 | 0 | 0.33296 | 0.035323 | 0.14054 | 0.44744 | 0.003186 | 0.74746 | 0.11448 | 39.1906 | 115.3509 | Natural Gas | 40 | 0.757 | [5 empty] | 0.183 | 0.247 | 2.2 | 2.2 | 5 | Halifax Dockyard | CAN | 112 | 3647 | 44.655 | -63.577 | 6 | 4000 | NS | CAN_NS_Halifax.Dockyard.713280_CWEC2016.epw | 0 | 0 | 0 | 0 | 2242.9 | 3977.9874 | 22.542 | 0.0056667 | 8239.09 | 0.1 | 2021-03-24 15:12:52 +0000 | eef80c06 | 0.2.11 | :adv_dx_units: NECB_Default :analysis_id: 6a87033d-ede6-4783-acf8-880bd0e50e61 :analysis_name: baseline-2021-03-24 :boiler_eff: NECB_Default :btap_batch_version: 1.0.002 :building_type: SecondarySchool :compute_environment: aws_batch :datapoint_id: 8f9029a4-b7de-4875-b21e-d3c04eefed7d :daylighting_type: NECB_Default :dcv_type: NECB_Default :door_construction_cond: NECB_Default :ecm_system_name: NECB_Default :enable_costing: true :epw_file: CAN_NS_Halifax.Dockyard.713280_CWEC2016.epw :erv_package: NECB_Default :ext_floor_cond: NECB_Default :ext_roof_cond: NECB_Default :ext_wall_cond: NECB_Default :fdwr_set: NECB_Default :fixed_wind_solar_trans: NECB_Default :fixed_window_cond: NECB_Default :furnace_eff: NECB_Default :glass_door_cond: NECB_Default :glass_door_solar_trans: NECB_Default :ground_floor_cond: NECB_Default :ground_roof_cond: NECB_Default :ground_wall_cond: NECB_Default :lights_scale: NECB_Default :lights_type: NECB_Default :overhead_door_cond: NECB_Default :primary_heating_fuel: NaturalGas :pv_ground_azimuth_angle: NECB_Default :pv_ground_module_description: NECB_Default :pv_ground_tilt_angle: NECB_Default :pv_ground_total_area_pv_panels_m2: NECB_Default :pv_ground_type: NECB_Default :rotation_degrees: NECB_Default :run_annual_simulation: true :s3_bucket: '834599497928' :scale_x: NECB_Default :scale_y: NECB_Default :scale_z: NECB_Default :shw_eff: NECB_Default :skylight_cond: NECB_Default :skylight_solar_trans: NECB_Default :srr_set: NECB_Default :template: NECB2011 | 0 | TRUE | 914.4288 |  | https://s3.console.aws.amazon.com/s3/buckets/834599497928?region=ca-central-1&prefix=sara.gilani/baseline-2021-03-24/6a87033d-ede6-4783-acf8-880bd0e50e61/output/8f9029a4-b7de-4875-b21e-d3c04eefed7d/ | 1.0.002 | 0 | 0 |  | 0 | 0 | tier_1 | 0
178 | 0 |  | NECB_Default | NECB_Default | NECB_Default | NECB_Default | NECB_Default | NECB_Default | NECB_Default | NECB_Default | SecondarySchool | NECB2015 | CAN_QC_Montreal-Trudeau.Intl.AP.716270_CWEC2016.epw | Electricity | NECB_Default | NECB_Default | NECB_Default | NECB_Default | NECB_Default | NECB_Default | NECB_Default | NECB_Default | NECB_Default | NECB_Default | NECB_Default | NECB_Default | NECB_Default | NECB_Default | NECB_Default | NECB_Default | NECB_Default | NECB_Default | NECB_Default | NECB_Default | NECB_Default | NECB_Default | NECB_Default | NECB_Default | NECB_Default | NECB_Default | NECB_Default | aws_batch | 834599497928 | [5 empty] | baseline-2021-03-24 | 6a87033d-ede6-4783-acf8-880bd0e50e61 | TRUE | TRUE | 980a49f7-23a0-446f-9f63-b52272f1f750 |  | 19592 | 17870 | 37.3 | SecondarySchool |  |  | 5 | SecondarySchool | 2 |  | 2 | NECB2015 | 0.18768 | 95216 | 131.7621 | 9.752 | 68.5268 | 8.5961 | 403.1817 | 184.5446 | MONTREAL | QUEBEC | 0.27272 | 0 | 0 | 0.27272 | 17.3695 | 0 | 0 | 17.3695 | 0 | 0.052527 | 0 | 0 | 0.7018 | 0.096407 | 0.0010489 | 0.29498 | 0.035421 | 0.13671 | 0 | 0.0030232 | 0.7018 | 0.081684 | 125.2484 | 0 | Electricity | 37.3 | 0.757 | [5 empty] | 0.183 | 0.247 | 2.2 | 2.2 | 5 | Montreal-Trudeau Intl AP | CAN | 323 | 4090 | 45.471 | -73.741 | 6 | 4400 | QC | CAN_QC_Montreal-Trudeau.Intl.AP.716270_CWEC2016.epw | 0 | 4.3785 | 0.0011007 | 1600.35 | 0 | 3977.9111 | 22.3732 | 0.0056244 | 8177.42 | 0.1 | 2021-03-24 15:13:14 +0000 | eef80c06 | 0.2.11 | :adv_dx_units: NECB_Default :analysis_id: 6a87033d-ede6-4783-acf8-880bd0e50e61 :analysis_name: baseline-2021-03-24 :boiler_eff: NECB_Default :btap_batch_version: 1.0.002 :building_type: SecondarySchool :compute_environment: aws_batch :datapoint_id: 980a49f7-23a0-446f-9f63-b52272f1f750 :daylighting_type: NECB_Default :dcv_type: NECB_Default :door_construction_cond: NECB_Default :ecm_system_name: NECB_Default :enable_costing: true :epw_file: CAN_QC_Montreal-Trudeau.Intl.AP.716270_CWEC2016.epw :erv_package: NECB_Default :ext_floor_cond: NECB_Default :ext_roof_cond: NECB_Default :ext_wall_cond: NECB_Default :fdwr_set: NECB_Default :fixed_wind_solar_trans: NECB_Default :fixed_window_cond: NECB_Default :furnace_eff: NECB_Default :glass_door_cond: NECB_Default :glass_door_solar_trans: NECB_Default :ground_floor_cond: NECB_Default :ground_roof_cond: NECB_Default :ground_wall_cond: NECB_Default :lights_scale: NECB_Default :lights_type: NECB_Default :overhead_door_cond: NECB_Default :primary_heating_fuel: Electricity :pv_ground_azimuth_angle: NECB_Default :pv_ground_module_description: NECB_Default :pv_ground_tilt_angle: NECB_Default :pv_ground_total_area_pv_panels_m2: NECB_Default :pv_ground_type: NECB_Default :rotation_degrees: NECB_Default :run_annual_simulation: true :s3_bucket: '834599497928' :scale_x: NECB_Default :scale_y: NECB_Default :scale_z: NECB_Default :shw_eff: NECB_Default :skylight_cond: NECB_Default :skylight_solar_trans: NECB_Default :srr_set: NECB_Default :template: NECB2015 | 0 | TRUE | 914.5507 |  | https://s3.console.aws.amazon.com/s3/buckets/834599497928?region=ca-central-1&prefix=sara.gilani/baseline-2021-03-24/6a87033d-ede6-4783-acf8-880bd0e50e61/output/980a49f7-23a0-446f-9f63-b52272f1f750/ | 1.0.002 | 0 | 0 |  | 0 | 0 | tier_1 | 0
179 | 0 |  | NECB_Default | NECB_Default | NECB_Default | NECB_Default | NECB_Default | NECB_Default | NECB_Default | NECB_Default | SecondarySchool | NECB2011 | CAN_NS_Halifax.Dockyard.713280_CWEC2016.epw | Electricity | NECB_Default | NECB_Default | NECB_Default | NECB_Default | NECB_Default | NECB_Default | NECB_Default | NECB_Default | NECB_Default | NECB_Default | NECB_Default | NECB_Default | NECB_Default | NECB_Default | NECB_Default | NECB_Default | NECB_Default | NECB_Default | NECB_Default | NECB_Default | NECB_Default | NECB_Default | NECB_Default | NECB_Default | NECB_Default | NECB_Default | NECB_Default | aws_batch | 834599497928 | [5 empty] | baseline-2021-03-24 | 6a87033d-ede6-4783-acf8-880bd0e50e61 | TRUE | TRUE | 6753f706-b1ca-4325-ae36-636879f36759 |  | 19592 | 17870 | 40 | SecondarySchool |  |  | 5 | SecondarySchool | 2 |  | 2 | NECB2011 | 0.18768 | 95216 | 113.347 | 7.5889 | 64.9505 | 8.5114 | 363.8467 | 169.4489 | HALIFAX | NOVA SCOTIA | 125.4813 | 0 | 0 | 125.4813 | 24.6092 | 0 | 0 | 24.6092 | 0 | 0.02488 | 0 | 0 | 0.61879 | 0.094665 | 0 | 0.23918 | 0.035323 | 0.14054 | 0 | 0.0031258 | 0.61879 | 0.081071 | 96.2294 | 0 | Electricity | 40 | 0.757 | [5 empty] | 0.183 | 0.247 | 2.2 | 2.2 | 5 | Halifax Dockyard | CAN | 112 | 3647 | 44.655 | -63.577 | 6 | 4000 | NS | CAN_NS_Halifax.Dockyard.713280_CWEC2016.epw | 0 | 4.3457 | 0.0010924 | 1588.35 | 0 | 3977.9874 | 22.542 | 0.0056667 | 8239.09 | 0.1 | 2021-03-24 15:12:37 +0000 | eef80c06 | 0.2.11 | :adv_dx_units: NECB_Default :analysis_id: 6a87033d-ede6-4783-acf8-880bd0e50e61 :analysis_name: baseline-2021-03-24 :boiler_eff: NECB_Default :btap_batch_version: 1.0.002 :building_type: SecondarySchool :compute_environment: aws_batch :datapoint_id: 6753f706-b1ca-4325-ae36-636879f36759 :daylighting_type: NECB_Default :dcv_type: NECB_Default :door_construction_cond: NECB_Default :ecm_system_name: NECB_Default :enable_costing: true :epw_file: CAN_NS_Halifax.Dockyard.713280_CWEC2016.epw :erv_package: NECB_Default :ext_floor_cond: NECB_Default :ext_roof_cond: NECB_Default :ext_wall_cond: NECB_Default :fdwr_set: NECB_Default :fixed_wind_solar_trans: NECB_Default :fixed_window_cond: NECB_Default :furnace_eff: NECB_Default :glass_door_cond: NECB_Default :glass_door_solar_trans: NECB_Default :ground_floor_cond: NECB_Default :ground_roof_cond: NECB_Default :ground_wall_cond: NECB_Default :lights_scale: NECB_Default :lights_type: NECB_Default :overhead_door_cond: NECB_Default :primary_heating_fuel: Electricity :pv_ground_azimuth_angle: NECB_Default :pv_ground_module_description: NECB_Default :pv_ground_tilt_angle: NECB_Default :pv_ground_total_area_pv_panels_m2: NECB_Default :pv_ground_type: NECB_Default :rotation_degrees: NECB_Default :run_annual_simulation: true :s3_bucket: '834599497928' :scale_x: NECB_Default :scale_y: NECB_Default :scale_z: NECB_Default :shw_eff: NECB_Default :skylight_cond: NECB_Default :skylight_solar_trans: NECB_Default :srr_set: NECB_Default :template: NECB2011 | 0 | TRUE | 915.1225 |  | https://s3.console.aws.amazon.com/s3/buckets/834599497928?region=ca-central-1&prefix=sara.gilani/baseline-2021-03-24/6a87033d-ede6-4783-acf8-880bd0e50e61/output/6753f706-b1ca-4325-ae36-636879f36759/ | 1.0.002 | 0 | 0 |  | 0 | 0 | tier_1 | 0
180 | 0 |  | NECB_Default | NECB_Default | NECB_Default | NECB_Default | NECB_Default | NECB_Default | NECB_Default | NECB_Default | SecondarySchool | NECB2017 | CAN_QC_Montreal-Trudeau.Intl.AP.716270_CWEC2016.epw | Electricity | NECB_Default | NECB_Default | NECB_Default | NECB_Default | NECB_Default | NECB_Default | NECB_Default | NECB_Default | NECB_Default | NECB_Default | NECB_Default | NECB_Default | NECB_Default | NECB_Default | NECB_Default | NECB_Default | NECB_Default | NECB_Default | NECB_Default | NECB_Default | NECB_Default | NECB_Default | NECB_Default | NECB_Default | NECB_Default | NECB_Default | NECB_Default | aws_batch | 834599497928 | [5 empty] | baseline-2021-03-24 | 6a87033d-ede6-4783-acf8-880bd0e50e61 | TRUE | TRUE | b8fa6fc5-e2c3-4c17-9c50-cc9ceb545e89 |  | 19592 | 17870 | 37.3 | SecondarySchool |  |  | 2 | SecondarySchool | 2 |  | 2 | NECB2017 | 0.18768 | 95216 | 135.7989 | 8.9814 | 59.8158 | 8.5961 | 391.9506 | 178.7584 | MONTREAL | QUEBEC | 0.202 | 0 | 0 | 0.202 | 12.8652 | 0 | 0 | 12.8652 | 0 | 0.042396 | 0 | 0 | 0.51981 | 0.080895 | 0.01334 | 0.15396 | 0.035421 | 0.10909 | 0 | 0.0030232 | 0.51981 | 0.081683 | 122.6871 | 0 | Electricity | 37.3 | 0.757 | [5 empty] | 0.156 | 0.247 | 1.9 | 1.9 | 2 | Montreal-Trudeau Intl AP | CAN | 323 | 4090 | 45.471 | -73.741 | 6 | 4400 | QC | CAN_QC_Montreal-Trudeau.Intl.AP.716270_CWEC2016.epw | 0 | 4.3785 | 0.0011007 | 1600.34 | 0 | 3977.9111 | 22.3732 | 0.0056244 | 8177.42 | 0.1 | 2021-03-24 15:13:37 +0000 | eef80c06 | 0.2.11 | :adv_dx_units: NECB_Default :analysis_id: 6a87033d-ede6-4783-acf8-880bd0e50e61 :analysis_name: baseline-2021-03-24 :boiler_eff: NECB_Default :btap_batch_version: 1.0.002 :building_type: SecondarySchool :compute_environment: aws_batch :datapoint_id: b8fa6fc5-e2c3-4c17-9c50-cc9ceb545e89 :daylighting_type: NECB_Default :dcv_type: NECB_Default :door_construction_cond: NECB_Default :ecm_system_name: NECB_Default :enable_costing: true :epw_file: CAN_QC_Montreal-Trudeau.Intl.AP.716270_CWEC2016.epw :erv_package: NECB_Default :ext_floor_cond: NECB_Default :ext_roof_cond: NECB_Default :ext_wall_cond: NECB_Default :fdwr_set: NECB_Default :fixed_wind_solar_trans: NECB_Default :fixed_window_cond: NECB_Default :furnace_eff: NECB_Default :glass_door_cond: NECB_Default :glass_door_solar_trans: NECB_Default :ground_floor_cond: NECB_Default :ground_roof_cond: NECB_Default :ground_wall_cond: NECB_Default :lights_scale: NECB_Default :lights_type: NECB_Default :overhead_door_cond: NECB_Default :primary_heating_fuel: Electricity :pv_ground_azimuth_angle: NECB_Default :pv_ground_module_description: NECB_Default :pv_ground_tilt_angle: NECB_Default :pv_ground_total_area_pv_panels_m2: NECB_Default :pv_ground_type: NECB_Default :rotation_degrees: NECB_Default :run_annual_simulation: true :s3_bucket: '834599497928' :scale_x: NECB_Default :scale_y: NECB_Default :scale_z: NECB_Default :shw_eff: NECB_Default :skylight_cond: NECB_Default :skylight_solar_trans: NECB_Default :srr_set: NECB_Default :template: NECB2017 | 0 | TRUE | 914.9719 |  | https://s3.console.aws.amazon.com/s3/buckets/834599497928?region=ca-central-1&prefix=sara.gilani/baseline-2021-03-24/6a87033d-ede6-4783-acf8-880bd0e50e61/output/b8fa6fc5-e2c3-4c17-9c50-cc9ceb545e89/ | 1.0.002 | 0 | 0 |  | 0 | 0 | tier_1 | 0
181 | 0 |  | NECB_Default | NECB_Default | NECB_Default | NECB_Default | NECB_Default | NECB_Default | NECB_Default | NECB_Default | SecondarySchool | NECB2011 | CAN_AB_Calgary.Intl.AP.718770_CWEC2016.epw | Electricity | NECB_Default | NECB_Default | NECB_Default | NECB_Default | NECB_Default | NECB_Default | NECB_Default | NECB_Default | NECB_Default | NECB_Default | NECB_Default | NECB_Default | NECB_Default | NECB_Default | NECB_Default | NECB_Default | NECB_Default | NECB_Default | NECB_Default | NECB_Default | NECB_Default | NECB_Default | NECB_Default | NECB_Default | NECB_Default | NECB_Default | NECB_Default | aws_batch | 834599497928 | [5 empty] | baseline-2021-03-24 | 6a87033d-ede6-4783-acf8-880bd0e50e61 | TRUE | TRUE | 20cd79fb-da48-4e68-8a66-80a9d9c5ee4a |  | 19592 | 17870 | 33.3 | SecondarySchool |  |  | 5 | SecondarySchool | 2 |  | 2 | NECB2011 | 0.18768 | 95216 | 133.5746 | 9.0346 | 72.2054 | 8.6113 | 403.6082 | 180.1823 | CALGARY | ALBERTA | 142.7121 | 0 | 0 | 142.7121 | 13.5261 | 0 | 0 | 13.5261 | 0 | 0.023867 | 0 | 0 | 0.6503 | 0.10225 | 0.00064363 | 0.25774 | 0.035323 | 0.14054 | 0 | 0.0031258 | 0.6503 | 0.086803 | 113.4517 | 0 | Electricity | 33.3 | 0.757 | [5 empty] | 0.162 | 0.21 | 2.2 | 2.2 | 5 | Calgary Intl AP | CAN | 64 | 4781 | 51.114 | -114.02 | 7a | 5000 | AB | CAN_AB_Calgary.Intl.AP.718770_CWEC2016.epw | 0 | 4.6529 | 0.0011697 | 1700.65 | 0 | 3977.9874 | 22.542 | 0.0056667 | 8239.09 | 0.1 | 2021-03-24 15:12:52 +0000 | eef80c06 | 0.2.11 | :adv_dx_units: NECB_Default :analysis_id: 6a87033d-ede6-4783-acf8-880bd0e50e61 :analysis_name: baseline-2021-03-24 :boiler_eff: NECB_Default :btap_batch_version: 1.0.002 :building_type: SecondarySchool :compute_environment: aws_batch :datapoint_id: 20cd79fb-da48-4e68-8a66-80a9d9c5ee4a :daylighting_type: NECB_Default :dcv_type: NECB_Default :door_construction_cond: NECB_Default :ecm_system_name: NECB_Default :enable_costing: true :epw_file: CAN_AB_Calgary.Intl.AP.718770_CWEC2016.epw :erv_package: NECB_Default :ext_floor_cond: NECB_Default :ext_roof_cond: NECB_Default :ext_wall_cond: NECB_Default :fdwr_set: NECB_Default :fixed_wind_solar_trans: NECB_Default :fixed_window_cond: NECB_Default :furnace_eff: NECB_Default :glass_door_cond: NECB_Default :glass_door_solar_trans: NECB_Default :ground_floor_cond: NECB_Default :ground_roof_cond: NECB_Default :ground_wall_cond: NECB_Default :lights_scale: NECB_Default :lights_type: NECB_Default :overhead_door_cond: NECB_Default :primary_heating_fuel: Electricity :pv_ground_azimuth_angle: NECB_Default :pv_ground_module_description: NECB_Default :pv_ground_tilt_angle: NECB_Default :pv_ground_total_area_pv_panels_m2: NECB_Default :pv_ground_type: NECB_Default :rotation_degrees: NECB_Default :run_annual_simulation: true :s3_bucket: '834599497928' :scale_x: NECB_Default :scale_y: NECB_Default :scale_z: NECB_Default :shw_eff: NECB_Default :skylight_cond: NECB_Default :skylight_solar_trans: NECB_Default :srr_set: NECB_Default :template: NECB2011 | 0 | TRUE | 915.3181 |  | https://s3.console.aws.amazon.com/s3/buckets/834599497928?region=ca-central-1&prefix=sara.gilani/baseline-2021-03-24/6a87033d-ede6-4783-acf8-880bd0e50e61/output/20cd79fb-da48-4e68-8a66-80a9d9c5ee4a/ | 1.0.002 | 0 | 0 |  | 0 | 0 | tier_1 | 0
182 | 0 |  | NECB_Default | NECB_Default | NECB_Default | NECB_Default | NECB_Default | NECB_Default | NECB_Default | NECB_Default | SecondarySchool | NECB2011 | CAN_YT_Whitehorse.Intl.AP.719640_CWEC2016.epw | NaturalGas | NECB_Default | NECB_Default | NECB_Default | NECB_Default | NECB_Default | NECB_Default | NECB_Default | NECB_Default | NECB_Default | NECB_Default | NECB_Default | NECB_Default | NECB_Default | NECB_Default | NECB_Default | NECB_Default | NECB_Default | NECB_Default | NECB_Default | NECB_Default | NECB_Default | NECB_Default | NECB_Default | NECB_Default | NECB_Default | NECB_Default | NECB_Default | aws_batch | 834599497928 | [5 empty] | baseline-2021-03-24 | 6a87033d-ede6-4783-acf8-880bd0e50e61 | TRUE | TRUE | 3ba1fcf8-180d-427c-8f5d-ea82bb041a91 |  | 19592 | 17870 | 22.8 | SecondarySchool |  |  | 5 | SecondarySchool | 2 |  | 2 | NECB2011 | 0.18768 | 95216 | 107.0564 | 20.3785 | 63.8422 | 6.7426 | 333.2011 | 135.1814 | WHITEHORSE | YUKON | 4.2308 | 34.8775 | 0 | 39.1084 | 9.6892 | 6.3572 | 0 | 16.0464 | 0 | 0.0067773 | 0 | 0 | 0.27201 | 0.084221 | 0.0019268 | 0.56836 | 0.035323 | 0.14054 | 0.70091 | 0.0032238 | 0.97292 | 0.13255 | 33.1628 | 160.7653 | Natural Gas | 22.8 | 0.757 | [5 empty] | 0.162 | 0.21 | 2.2 | 2.2 | 5 | Whitehorse Intl AP | CAN | 5 | 6491 | 60.709 | -135.069 | 7b | 6580 | YT | CAN_YT_Whitehorse.Intl.AP.719640_CWEC2016.epw | 0 | 0 | 0 | 0 | 2596.93 | 3977.9874 | 22.542 | 0.0056667 | 8239.09 | 0.1 | 2021-03-24 15:13:04 +0000 | eef80c06 | 0.2.11 | :adv_dx_units: NECB_Default :analysis_id: 6a87033d-ede6-4783-acf8-880bd0e50e61 :analysis_name: baseline-2021-03-24 :boiler_eff: NECB_Default :btap_batch_version: 1.0.002 :building_type: SecondarySchool :compute_environment: aws_batch :datapoint_id: 3ba1fcf8-180d-427c-8f5d-ea82bb041a91 :daylighting_type: NECB_Default :dcv_type: NECB_Default :door_construction_cond: NECB_Default :ecm_system_name: NECB_Default :enable_costing: true :epw_file: CAN_YT_Whitehorse.Intl.AP.719640_CWEC2016.epw :erv_package: NECB_Default :ext_floor_cond: NECB_Default :ext_roof_cond: NECB_Default :ext_wall_cond: NECB_Default :fdwr_set: NECB_Default :fixed_wind_solar_trans: NECB_Default :fixed_window_cond: NECB_Default :furnace_eff: NECB_Default :glass_door_cond: NECB_Default :glass_door_solar_trans: NECB_Default :ground_floor_cond: NECB_Default :ground_roof_cond: NECB_Default :ground_wall_cond: NECB_Default :lights_scale: NECB_Default :lights_type: NECB_Default :overhead_door_cond: NECB_Default :primary_heating_fuel: NaturalGas :pv_ground_azimuth_angle: NECB_Default :pv_ground_module_description: NECB_Default :pv_ground_tilt_angle: NECB_Default :pv_ground_total_area_pv_panels_m2: NECB_Default :pv_ground_type: NECB_Default :rotation_degrees: NECB_Default :run_annual_simulation: true :s3_bucket: '834599497928' :scale_x: NECB_Default :scale_y: NECB_Default :scale_z: NECB_Default :shw_eff: NECB_Default :skylight_cond: NECB_Default :skylight_solar_trans: NECB_Default :srr_set: NECB_Default :template: NECB2011 | 0 | TRUE | 915.5589 |  | https://s3.console.aws.amazon.com/s3/buckets/834599497928?region=ca-central-1&prefix=sara.gilani/baseline-2021-03-24/6a87033d-ede6-4783-acf8-880bd0e50e61/output/3ba1fcf8-180d-427c-8f5d-ea82bb041a91/ | 1.0.002 | 0 | 0 |  | 0 | 0 | tier_1 | 0
183 | 0 |  | NECB_Default | NECB_Default | NECB_Default | NECB_Default | NECB_Default | NECB_Default | NECB_Default | NECB_Default | SecondarySchool | NECB2011 | CAN_AB_Edmonton.Intl.AP.711230_CWEC2016.epw | NaturalGas | NECB_Default | NECB_Default | NECB_Default | NECB_Default | NECB_Default | NECB_Default | NECB_Default | NECB_Default | NECB_Default | NECB_Default | NECB_Default | NECB_Default | NECB_Default | NECB_Default | NECB_Default | NECB_Default | NECB_Default | NECB_Default | NECB_Default | NECB_Default | NECB_Default | NECB_Default | NECB_Default | NECB_Default | NECB_Default | NECB_Default | NECB_Default | aws_batch | 834599497928 | [5 empty] | baseline-2021-03-24 | 6a87033d-ede6-4783-acf8-880bd0e50e61 | TRUE | TRUE | c7576c94-142a-41d0-90b0-7dedece63306 |  | 19592 | 17870 | 32.5 | SecondarySchool |  |  | 5 | SecondarySchool | 2 |  | 2 | NECB2011 | 0.18768 | 95216 | 133.8936 | 21.37 | 73.0722 | 7.136 | 387.7573 | 152.2856 | EDMONTON | ALBERTA | 65.7465 | 30.2118 | 0 | 95.9583 | 6.2314 | 2.1553 | 0 | 8.3867 | 0 | 0.021622 | 0 | 0 | 0.29959 | 0.097978 | 0.00089833 | 0.47185 | 0.035323 | 0.14054 | 0.59871 | 0.0032217 | 0.89829 | 0.12686 | 39.5827 | 139.3691 | Natural Gas | 32.5 | 0.757 | [5 empty] | 0.162 | 0.21 | 2.2 | 2.2 | 5 | Edmonton Intl AP | CAN | 23 | 5588 | 53.31 | -113.579 | 7a | 5120 | AB | CAN_AB_Edmonton.Intl.AP.711230_CWEC2016.epw | 0 | 0 | 0 | 0 | 2485.37 | 3977.9874 | 22.542 | 0.0056667 | 8239.09 | 0.1 | 2021-03-24 15:13:23 +0000 | eef80c06 | 0.2.11 | :adv_dx_units: NECB_Default :analysis_id: 6a87033d-ede6-4783-acf8-880bd0e50e61 :analysis_name: baseline-2021-03-24 :boiler_eff: NECB_Default :btap_batch_version: 1.0.002 :building_type: SecondarySchool :compute_environment: aws_batch :datapoint_id: c7576c94-142a-41d0-90b0-7dedece63306 :daylighting_type: NECB_Default :dcv_type: NECB_Default :door_construction_cond: NECB_Default :ecm_system_name: NECB_Default :enable_costing: true :epw_file: CAN_AB_Edmonton.Intl.AP.711230_CWEC2016.epw :erv_package: NECB_Default :ext_floor_cond: NECB_Default :ext_roof_cond: NECB_Default :ext_wall_cond: NECB_Default :fdwr_set: NECB_Default :fixed_wind_solar_trans: NECB_Default :fixed_window_cond: NECB_Default :furnace_eff: NECB_Default :glass_door_cond: NECB_Default :glass_door_solar_trans: NECB_Default :ground_floor_cond: NECB_Default :ground_roof_cond: NECB_Default :ground_wall_cond: NECB_Default :lights_scale: NECB_Default :lights_type: NECB_Default :overhead_door_cond: NECB_Default :primary_heating_fuel: NaturalGas :pv_ground_azimuth_angle: NECB_Default :pv_ground_module_description: NECB_Default :pv_ground_tilt_angle: NECB_Default :pv_ground_total_area_pv_panels_m2: NECB_Default :pv_ground_type: NECB_Default :rotation_degrees: NECB_Default :run_annual_simulation: true :s3_bucket: '834599497928' :scale_x: NECB_Default :scale_y: NECB_Default :scale_z: NECB_Default :shw_eff: NECB_Default :skylight_cond: NECB_Default :skylight_solar_trans: NECB_Default :srr_set: NECB_Default :template: NECB2011 | 0 | TRUE | 915.717 |  | https://s3.console.aws.amazon.com/s3/buckets/834599497928?region=ca-central-1&prefix=sara.gilani/baseline-2021-03-24/6a87033d-ede6-4783-acf8-880bd0e50e61/output/c7576c94-142a-41d0-90b0-7dedece63306/ | 1.0.002 | 0 | 0 |  | 0 | 0 | tier_1 | 0
184 | 0 |  | NECB_Default | NECB_Default | NECB_Default | NECB_Default | NECB_Default | NECB_Default | NECB_Default | NECB_Default | SecondarySchool | NECB2015 | CAN_YT_Whitehorse.Intl.AP.719640_CWEC2016.epw | Electricity | NECB_Default | NECB_Default | NECB_Default | NECB_Default | NECB_Default | NECB_Default | NECB_Default | NECB_Default | NECB_Default | NECB_Default | NECB_Default | NECB_Default | NECB_Default | NECB_Default | NECB_Default | NECB_Default | NECB_Default | NECB_Default | NECB_Default | NECB_Default | NECB_Default | NECB_Default | NECB_Default | NECB_Default | NECB_Default | NECB_Default | NECB_Default | aws_batch | 834599497928 | [5 empty] | baseline-2021-03-24 | 6a87033d-ede6-4783-acf8-880bd0e50e61 | TRUE | TRUE | f55235f3-7e3c-43b7-9135-f8662e87925f |  | 19592 | 17870 | 22.8 | SecondarySchool |  |  | 5 | SecondarySchool | 2 |  | 2 | NECB2015 | 0.18768 | 95216 | 107.0564 | 7.811 | 65.1061 | 8.4347 | 351.1385 | 162.7303 | WHITEHORSE | YUKON | 12.138 | 0 | 0 | 12.138 | 27.7976 | 0 | 0 | 27.7976 | 0 | 0.0067737 | 0 | 0 | 0.78039 | 0.082895 | 0.001936 | 0.41913 | 0.035421 | 0.13671 | 0 | 0.0030232 | 0.78039 | 0.094505 | 140.3545 | 0 | Electricity | 22.8 | 0.757 | [5 empty] | 0.162 | 0.21 | 2.2 | 2.2 | 5 | Whitehorse Intl AP | CAN | 5 | 6491 | 60.709 | -135.069 | 7b | 6580 | YT | CAN_YT_Whitehorse.Intl.AP.719640_CWEC2016.epw | 0 | 5.0658 | 0.0012735 | 1851.55 | 0 | 3977.9111 | 22.3732 | 0.0056244 | 8177.42 | 0.1 | 2021-03-24 15:13:00 +0000 | eef80c06 | 0.2.11 | :adv_dx_units: NECB_Default :analysis_id: 6a87033d-ede6-4783-acf8-880bd0e50e61 :analysis_name: baseline-2021-03-24 :boiler_eff: NECB_Default :btap_batch_version: 1.0.002 :building_type: SecondarySchool :compute_environment: aws_batch :datapoint_id: f55235f3-7e3c-43b7-9135-f8662e87925f :daylighting_type: NECB_Default :dcv_type: NECB_Default :door_construction_cond: NECB_Default :ecm_system_name: NECB_Default :enable_costing: true :epw_file: CAN_YT_Whitehorse.Intl.AP.719640_CWEC2016.epw :erv_package: NECB_Default :ext_floor_cond: NECB_Default :ext_roof_cond: NECB_Default :ext_wall_cond: NECB_Default :fdwr_set: NECB_Default :fixed_wind_solar_trans: NECB_Default :fixed_window_cond: NECB_Default :furnace_eff: NECB_Default :glass_door_cond: NECB_Default :glass_door_solar_trans: NECB_Default :ground_floor_cond: NECB_Default :ground_roof_cond: NECB_Default :ground_wall_cond: NECB_Default :lights_scale: NECB_Default :lights_type: NECB_Default :overhead_door_cond: NECB_Default :primary_heating_fuel: Electricity :pv_ground_azimuth_angle: NECB_Default :pv_ground_module_description: NECB_Default :pv_ground_tilt_angle: NECB_Default :pv_ground_total_area_pv_panels_m2: NECB_Default :pv_ground_type: NECB_Default :rotation_degrees: NECB_Default :run_annual_simulation: true :s3_bucket: '834599497928' :scale_x: NECB_Default :scale_y: NECB_Default :scale_z: NECB_Default :shw_eff: NECB_Default :skylight_cond: NECB_Default :skylight_solar_trans: NECB_Default :srr_set: NECB_Default :template: NECB2015 | 0 | TRUE | 915.4337 |  | https://s3.console.aws.amazon.com/s3/buckets/834599497928?region=ca-central-1&prefix=sara.gilani/baseline-2021-03-24/6a87033d-ede6-4783-acf8-880bd0e50e61/output/f55235f3-7e3c-43b7-9135-f8662e87925f/ | 1.0.002 | 0 | 0 |  | 0 | 0 | tier_1 | 0
185 | 0 |  | NECB_Default | NECB_Default | NECB_Default | NECB_Default | NECB_Default | NECB_Default | NECB_Default | NECB_Default | SecondarySchool | NECB2015 | CAN_BC_Vancouver.Intl.AP.718920_CWEC2016.epw | Electricity | NECB_Default | NECB_Default | NECB_Default | NECB_Default | NECB_Default | NECB_Default | NECB_Default | NECB_Default | NECB_Default | NECB_Default | NECB_Default | NECB_Default | NECB_Default | NECB_Default | NECB_Default | NECB_Default | NECB_Default | NECB_Default | NECB_Default | NECB_Default | NECB_Default | NECB_Default | NECB_Default | NECB_Default | NECB_Default | NECB_Default | NECB_Default | aws_batch | 834599497928 | [5 empty] | baseline-2021-03-24 | 6a87033d-ede6-4783-acf8-880bd0e50e61 | TRUE | TRUE | c996bc79-7ffe-48a9-a963-e2465b15b6cb |  | 19592 | 17870 | 40 | SecondarySchool |  |  | 5 | SecondarySchool | 2 |  | 2 | NECB2015 | 0.18768 | 95216 | 126.5291 | 7.1654 | 66.5274 | 8.5694 | 374.9675 | 166.1762 | VANCOUVER | BRITISH COLUMBIA | 1.5319 | 0 | 0 | 1.5319 | 15.2972 | 0 | 0 | 15.2972 | 0 | 0.021101 | 0 | 0 | 0.54054 | 0.097294 | 0 | 0.17021 | 0.035421 | 0.13671 | 0 | 0.0030232 | 0.54054 | 0.076784 | 74.3194 | 0 | Electricity | 40 | 0.757 | [5 empty] | 0.227 | 0.315 | 2.4 | 2.4 | 5 | Vancouver Intl AP | CAN | 42 | 2797 | 49.195 | -123.184 | 4 | 2800 | BC | CAN_BC_Vancouver.Intl.AP.718920_CWEC2016.epw | 0 | 4.1159 | 0.0010347 | 1504.35 | 0 | 3977.9111 | 22.3732 | 0.0056244 | 8177.42 | 0.1 | 2021-03-24 15:13:10 +0000 | eef80c06 | 0.2.11 | :adv_dx_units: NECB_Default :analysis_id: 6a87033d-ede6-4783-acf8-880bd0e50e61 :analysis_name: baseline-2021-03-24 :boiler_eff: NECB_Default :btap_batch_version: 1.0.002 :building_type: SecondarySchool :compute_environment: aws_batch :datapoint_id: c996bc79-7ffe-48a9-a963-e2465b15b6cb :daylighting_type: NECB_Default :dcv_type: NECB_Default :door_construction_cond: NECB_Default :ecm_system_name: NECB_Default :enable_costing: true :epw_file: CAN_BC_Vancouver.Intl.AP.718920_CWEC2016.epw :erv_package: NECB_Default :ext_floor_cond: NECB_Default :ext_roof_cond: NECB_Default :ext_wall_cond: NECB_Default :fdwr_set: NECB_Default :fixed_wind_solar_trans: NECB_Default :fixed_window_cond: NECB_Default :furnace_eff: NECB_Default :glass_door_cond: NECB_Default :glass_door_solar_trans: NECB_Default :ground_floor_cond: NECB_Default :ground_roof_cond: NECB_Default :ground_wall_cond: NECB_Default :lights_scale: NECB_Default :lights_type: NECB_Default :overhead_door_cond: NECB_Default :primary_heating_fuel: Electricity :pv_ground_azimuth_angle: NECB_Default :pv_ground_module_description: NECB_Default :pv_ground_tilt_angle: NECB_Default :pv_ground_total_area_pv_panels_m2: NECB_Default :pv_ground_type: NECB_Default :rotation_degrees: NECB_Default :run_annual_simulation: true :s3_bucket: '834599497928' :scale_x: NECB_Default :scale_y: NECB_Default :scale_z: NECB_Default :shw_eff: NECB_Default :skylight_cond: NECB_Default :skylight_solar_trans: NECB_Default :srr_set: NECB_Default :template: NECB2015 | 0 | TRUE | 915.7675 |  | https://s3.console.aws.amazon.com/s3/buckets/834599497928?region=ca-central-1&prefix=sara.gilani/baseline-2021-03-24/6a87033d-ede6-4783-acf8-880bd0e50e61/output/c996bc79-7ffe-48a9-a963-e2465b15b6cb/ | 1.0.002 | 0 | 0 |  | 0 | 0 | tier_1 | 0
186 | 0 |  | NECB_Default | NECB_Default | NECB_Default | NECB_Default | NECB_Default | NECB_Default | NECB_Default | NECB_Default | SecondarySchool | NECB2015 | CAN_AB_Calgary.Intl.AP.718770_CWEC2016.epw | Electricity | NECB_Default | NECB_Default | NECB_Default | NECB_Default | NECB_Default | NECB_Default | NECB_Default | NECB_Default | NECB_Default | NECB_Default | NECB_Default | NECB_Default | NECB_Default | NECB_Default | NECB_Default | NECB_Default | NECB_Default | NECB_Default | NECB_Default | NECB_Default | NECB_Default | NECB_Default | NECB_Default | NECB_Default | NECB_Default | NECB_Default | NECB_Default | aws_batch | 834599497928 | [5 empty] | baseline-2021-03-24 | 6a87033d-ede6-4783-acf8-880bd0e50e61 | TRUE | TRUE | db56d55d-b5e7-483c-8d7e-bbe24ba24683 |  | 19592 | 17870 | 33.3 | SecondarySchool |  |  | 5 | SecondarySchool | 2 |  | 2 | NECB2015 | 0.18768 | 95216 | 133.5746 | 9.126 | 73.5722 | 8.6113 | 405.2587 | 180.3746 | CALGARY | ALBERTA | 142.4587 | 0 | 0 | 142.4587 | 13.5021 | 0 | 0 | 13.5021 | 0 | 0.024159 | 0 | 0 | 0.64914 | 0.10222 | 0.00065027 | 0.26073 | 0.035421 | 0.13671 | 0 | 0.0030232 | 0.64914 | 0.086225 | 114.5597 | 0 | Electricity | 33.3 | 0.757 | [5 empty] | 0.162 | 0.21 | 2.2 | 2.2 | 5 | Calgary Intl AP | CAN | 64 | 4781 | 51.114 | -114.02 | 7a | 5000 | AB | CAN_AB_Calgary.Intl.AP.718770_CWEC2016.epw | 0 | 4.6219 | 0.0011619 | 1689.32 | 0 | 3977.9111 | 22.3732 | 0.0056244 | 8177.42 | 0.1 | 2021-03-24 15:13:09 +0000 | eef80c06 | 0.2.11 | :adv_dx_units: NECB_Default :analysis_id: 6a87033d-ede6-4783-acf8-880bd0e50e61 :analysis_name: baseline-2021-03-24 :boiler_eff: NECB_Default :btap_batch_version: 1.0.002 :building_type: SecondarySchool :compute_environment: aws_batch :datapoint_id: db56d55d-b5e7-483c-8d7e-bbe24ba24683 :daylighting_type: NECB_Default :dcv_type: NECB_Default :door_construction_cond: NECB_Default :ecm_system_name: NECB_Default :enable_costing: true :epw_file: CAN_AB_Calgary.Intl.AP.718770_CWEC2016.epw :erv_package: NECB_Default :ext_floor_cond: NECB_Default :ext_roof_cond: NECB_Default :ext_wall_cond: NECB_Default :fdwr_set: NECB_Default :fixed_wind_solar_trans: NECB_Default :fixed_window_cond: NECB_Default :furnace_eff: NECB_Default :glass_door_cond: NECB_Default :glass_door_solar_trans: NECB_Default :ground_floor_cond: NECB_Default :ground_roof_cond: NECB_Default :ground_wall_cond: NECB_Default :lights_scale: NECB_Default :lights_type: NECB_Default :overhead_door_cond: NECB_Default :primary_heating_fuel: Electricity :pv_ground_azimuth_angle: NECB_Default :pv_ground_module_description: NECB_Default :pv_ground_tilt_angle: NECB_Default :pv_ground_total_area_pv_panels_m2: NECB_Default :pv_ground_type: NECB_Default :rotation_degrees: NECB_Default :run_annual_simulation: true :s3_bucket: '834599497928' :scale_x: NECB_Default :scale_y: NECB_Default :scale_z: NECB_Default :shw_eff: NECB_Default :skylight_cond: NECB_Default :skylight_solar_trans: NECB_Default :srr_set: NECB_Default :template: NECB2015 | 0 | TRUE | 916.0758 |  | https://s3.console.aws.amazon.com/s3/buckets/834599497928?region=ca-central-1&prefix=sara.gilani/baseline-2021-03-24/6a87033d-ede6-4783-acf8-880bd0e50e61/output/db56d55d-b5e7-483c-8d7e-bbe24ba24683/ | 1.0.002 | 0 | 0 |  | 0 | 0 | tier_1 | 0
187 | 0 |  | NECB_Default | NECB_Default | NECB_Default | NECB_Default | NECB_Default | NECB_Default | NECB_Default | NECB_Default | SecondarySchool | NECB2011 | CAN_AB_Edmonton.Intl.AP.711230_CWEC2016.epw | Electricity | NECB_Default | NECB_Default | NECB_Default | NECB_Default | NECB_Default | NECB_Default | NECB_Default | NECB_Default | NECB_Default | NECB_Default | NECB_Default | NECB_Default | NECB_Default | NECB_Default | NECB_Default | NECB_Default | NECB_Default | NECB_Default | NECB_Default | NECB_Default | NECB_Default | NECB_Default | NECB_Default | NECB_Default | NECB_Default | NECB_Default | NECB_Default | aws_batch | 834599497928 | [5 empty] | baseline-2021-03-24 | 6a87033d-ede6-4783-acf8-880bd0e50e61 | TRUE | TRUE | 858e6776-45ae-4778-a746-73520dfbe74b |  | 19592 | 17870 | 32.5 | SecondarySchool |  |  | 5 | SecondarySchool | 2 |  | 2 | NECB2011 | 0.18768 | 95216 | 133.8936 | 9.2337 | 73.0722 | 8.6052 | 405.7037 | 180.899 | EDMONTON | ALBERTA | 160.3649 | 0 | 0 | 160.3649 | 15.1992 | 0 | 0 | 15.1992 | 0 | 0.02128 | 0 | 0 | 0.73073 | 0.096313 | 0.00090547 | 0.34236 | 0.035323 | 0.14054 | 0 | 0.0031258 | 0.73073 | 0.090881 | 127.9866 | 0 | Electricity | 32.5 | 0.757 | [5 empty] | 0.162 | 0.21 | 2.2 | 2.2 | 5 | Edmonton Intl AP | CAN | 23 | 5588 | 53.31 | -113.579 | 7a | 5120 | AB | CAN_AB_Edmonton.Intl.AP.711230_CWEC2016.epw | 0 | 4.8715 | 0.0012246 | 1780.54 | 0 | 3977.9874 | 22.542 | 0.0056667 | 8239.09 | 0.1 | 2021-03-24 15:12:43 +0000 | eef80c06 | 0.2.11 | :adv_dx_units: NECB_Default :analysis_id: 6a87033d-ede6-4783-acf8-880bd0e50e61 :analysis_name: baseline-2021-03-24 :boiler_eff: NECB_Default :btap_batch_version: 1.0.002 :building_type: SecondarySchool :compute_environment: aws_batch :datapoint_id: 858e6776-45ae-4778-a746-73520dfbe74b :daylighting_type: NECB_Default :dcv_type: NECB_Default :door_construction_cond: NECB_Default :ecm_system_name: NECB_Default :enable_costing: true :epw_file: CAN_AB_Edmonton.Intl.AP.711230_CWEC2016.epw :erv_package: NECB_Default :ext_floor_cond: NECB_Default :ext_roof_cond: NECB_Default :ext_wall_cond: NECB_Default :fdwr_set: NECB_Default :fixed_wind_solar_trans: NECB_Default :fixed_window_cond: NECB_Default :furnace_eff: NECB_Default :glass_door_cond: NECB_Default :glass_door_solar_trans: NECB_Default :ground_floor_cond: NECB_Default :ground_roof_cond: NECB_Default :ground_wall_cond: NECB_Default :lights_scale: NECB_Default :lights_type: NECB_Default :overhead_door_cond: NECB_Default :primary_heating_fuel: Electricity :pv_ground_azimuth_angle: NECB_Default :pv_ground_module_description: NECB_Default :pv_ground_tilt_angle: NECB_Default :pv_ground_total_area_pv_panels_m2: NECB_Default :pv_ground_type: NECB_Default :rotation_degrees: NECB_Default :run_annual_simulation: true :s3_bucket: '834599497928' :scale_x: NECB_Default :scale_y: NECB_Default :scale_z: NECB_Default :shw_eff: NECB_Default :skylight_cond: NECB_Default :skylight_solar_trans: NECB_Default :srr_set: NECB_Default :template: NECB2011 | 0 | TRUE | 916.4104 |  | https://s3.console.aws.amazon.com/s3/buckets/834599497928?region=ca-central-1&prefix=sara.gilani/baseline-2021-03-24/6a87033d-ede6-4783-acf8-880bd0e50e61/output/858e6776-45ae-4778-a746-73520dfbe74b/ | 1.0.002 | 0 | 0 |  | 0 | 0 | tier_1 | 0
188 | 0 |  | NECB_Default | NECB_Default | NECB_Default | NECB_Default | NECB_Default | NECB_Default | NECB_Default | NECB_Default | SecondarySchool | NECB2015 | CAN_AB_Edmonton.Intl.AP.711230_CWEC2016.epw | Electricity | NECB_Default | NECB_Default | NECB_Default | NECB_Default | NECB_Default | NECB_Default | NECB_Default | NECB_Default | NECB_Default | NECB_Default | NECB_Default | NECB_Default | NECB_Default | NECB_Default | NECB_Default | NECB_Default | NECB_Default | NECB_Default | NECB_Default | NECB_Default | NECB_Default | NECB_Default | NECB_Default | NECB_Default | NECB_Default | NECB_Default | NECB_Default | aws_batch | 834599497928 | [5 empty] | baseline-2021-03-24 | 6a87033d-ede6-4783-acf8-880bd0e50e61 | TRUE | TRUE | 104a4958-51c3-41d1-96c4-bab276432fb2 |  | 19592 | 17870 | 32.5 | SecondarySchool |  |  | 5 | SecondarySchool | 2 |  | 2 | NECB2015 | 0.18768 | 95216 | 133.8936 | 9.3273 | 74.4578 | 8.6052 | 406.6222 | 180.3383 | EDMONTON | ALBERTA | 160.2268 | 0 | 0 | 160.2268 | 15.1862 | 0 | 0 | 15.1862 | 0 | 0.021477 | 0 | 0 | 0.7301 | 0.09642 | 0.00091364 | 0.34587 | 0.035421 | 0.13671 | 0 | 0.0030232 | 0.7301 | 0.090273 | 126.3105 | 0 | Electricity | 32.5 | 0.757 | [5 empty] | 0.162 | 0.21 | 2.2 | 2.2 | 5 | Edmonton Intl AP | CAN | 23 | 5588 | 53.31 | -113.579 | 7a | 5120 | AB | CAN_AB_Edmonton.Intl.AP.711230_CWEC2016.epw | 0 | 4.8389 | 0.0012164 | 1768.62 | 0 | 3977.9111 | 22.3732 | 0.0056244 | 8177.42 | 0.1 | 2021-03-24 15:13:05 +0000 | eef80c06 | 0.2.11 | :adv_dx_units: NECB_Default :analysis_id: 6a87033d-ede6-4783-acf8-880bd0e50e61 :analysis_name: baseline-2021-03-24 :boiler_eff: NECB_Default :btap_batch_version: 1.0.002 :building_type: SecondarySchool :compute_environment: aws_batch :datapoint_id: 104a4958-51c3-41d1-96c4-bab276432fb2 :daylighting_type: NECB_Default :dcv_type: NECB_Default :door_construction_cond: NECB_Default :ecm_system_name: NECB_Default :enable_costing: true :epw_file: CAN_AB_Edmonton.Intl.AP.711230_CWEC2016.epw :erv_package: NECB_Default :ext_floor_cond: NECB_Default :ext_roof_cond: NECB_Default :ext_wall_cond: NECB_Default :fdwr_set: NECB_Default :fixed_wind_solar_trans: NECB_Default :fixed_window_cond: NECB_Default :furnace_eff: NECB_Default :glass_door_cond: NECB_Default :glass_door_solar_trans: NECB_Default :ground_floor_cond: NECB_Default :ground_roof_cond: NECB_Default :ground_wall_cond: NECB_Default :lights_scale: NECB_Default :lights_type: NECB_Default :overhead_door_cond: NECB_Default :primary_heating_fuel: Electricity :pv_ground_azimuth_angle: NECB_Default :pv_ground_module_description: NECB_Default :pv_ground_tilt_angle: NECB_Default :pv_ground_total_area_pv_panels_m2: NECB_Default :pv_ground_type: NECB_Default :rotation_degrees: NECB_Default :run_annual_simulation: true :s3_bucket: '834599497928' :scale_x: NECB_Default :scale_y: NECB_Default :scale_z: NECB_Default :shw_eff: NECB_Default :skylight_cond: NECB_Default :skylight_solar_trans: NECB_Default :srr_set: NECB_Default :template: NECB2015 | 0 | TRUE | 916.411 |  | https://s3.console.aws.amazon.com/s3/buckets/834599497928?region=ca-central-1&prefix=sara.gilani/baseline-2021-03-24/6a87033d-ede6-4783-acf8-880bd0e50e61/output/104a4958-51c3-41d1-96c4-bab276432fb2/ | 1.0.002 | 0 | 0 |  | 0 | 0 | tier_1 | 0
189 | 0 |  | NECB_Default | NECB_Default | NECB_Default | NECB_Default | NECB_Default | NECB_Default | NECB_Default | NECB_Default | SecondarySchool | NECB2015 | CAN_NS_Halifax.Dockyard.713280_CWEC2016.epw | Electricity | NECB_Default | NECB_Default | NECB_Default | NECB_Default | NECB_Default | NECB_Default | NECB_Default | NECB_Default | NECB_Default | NECB_Default | NECB_Default | NECB_Default | NECB_Default | NECB_Default | NECB_Default | NECB_Default | NECB_Default | NECB_Default | NECB_Default | NECB_Default | NECB_Default | NECB_Default | NECB_Default | NECB_Default | NECB_Default | NECB_Default | NECB_Default | aws_batch | 834599497928 | [5 empty] | baseline-2021-03-24 | 6a87033d-ede6-4783-acf8-880bd0e50e61 | TRUE | TRUE | f40527ac-eb82-47c0-aec7-f41ca402642d |  | 19592 | 17870 | 40 | SecondarySchool |  |  | 5 | SecondarySchool | 2 |  | 2 | NECB2015 | 0.18768 | 95216 | 113.347 | 7.6362 | 66.2002 | 8.5114 | 365.5259 | 169.8311 | HALIFAX | NOVA SCOTIA | 125.2303 | 0 | 0 | 125.2303 | 24.56 | 0 | 0 | 24.56 | 0 | 0.025081 | 0 | 0 | 0.61755 | 0.094665 | 0 | 0.24212 | 0.035421 | 0.13671 | 0 | 0.0030232 | 0.61755 | 0.080536 | 95.9635 | 0 | Electricity | 40 | 0.757 | [5 empty] | 0.183 | 0.247 | 2.2 | 2.2 | 5 | Halifax Dockyard | CAN | 112 | 3647 | 44.655 | -63.577 | 6 | 4000 | NS | CAN_NS_Halifax.Dockyard.713280_CWEC2016.epw | 0 | 4.317 | 0.0010852 | 1577.87 | 0 | 3977.9111 | 22.3732 | 0.0056244 | 8177.42 | 0.1 | 2021-03-24 15:12:59 +0000 | eef80c06 | 0.2.11 | :adv_dx_units: NECB_Default :analysis_id: 6a87033d-ede6-4783-acf8-880bd0e50e61 :analysis_name: baseline-2021-03-24 :boiler_eff: NECB_Default :btap_batch_version: 1.0.002 :building_type: SecondarySchool :compute_environment: aws_batch :datapoint_id: f40527ac-eb82-47c0-aec7-f41ca402642d :daylighting_type: NECB_Default :dcv_type: NECB_Default :door_construction_cond: NECB_Default :ecm_system_name: NECB_Default :enable_costing: true :epw_file: CAN_NS_Halifax.Dockyard.713280_CWEC2016.epw :erv_package: NECB_Default :ext_floor_cond: NECB_Default :ext_roof_cond: NECB_Default :ext_wall_cond: NECB_Default :fdwr_set: NECB_Default :fixed_wind_solar_trans: NECB_Default :fixed_window_cond: NECB_Default :furnace_eff: NECB_Default :glass_door_cond: NECB_Default :glass_door_solar_trans: NECB_Default :ground_floor_cond: NECB_Default :ground_roof_cond: NECB_Default :ground_wall_cond: NECB_Default :lights_scale: NECB_Default :lights_type: NECB_Default :overhead_door_cond: NECB_Default :primary_heating_fuel: Electricity :pv_ground_azimuth_angle: NECB_Default :pv_ground_module_description: NECB_Default :pv_ground_tilt_angle: NECB_Default :pv_ground_total_area_pv_panels_m2: NECB_Default :pv_ground_type: NECB_Default :rotation_degrees: NECB_Default :run_annual_simulation: true :s3_bucket: '834599497928' :scale_x: NECB_Default :scale_y: NECB_Default :scale_z: NECB_Default :shw_eff: NECB_Default :skylight_cond: NECB_Default :skylight_solar_trans: NECB_Default :srr_set: NECB_Default :template: NECB2015 | 0 | TRUE | 916.7203 |  | https://s3.console.aws.amazon.com/s3/buckets/834599497928?region=ca-central-1&prefix=sara.gilani/baseline-2021-03-24/6a87033d-ede6-4783-acf8-880bd0e50e61/output/f40527ac-eb82-47c0-aec7-f41ca402642d/ | 1.0.002 | 0 | 0 |  | 0 | 0 | tier_1 | 0
190 | 0 |  | NECB_Default | NECB_Default | NECB_Default | NECB_Default | NECB_Default | NECB_Default | NECB_Default | NECB_Default | SecondarySchool | NECB2011 | CAN_BC_Vancouver.Intl.AP.718920_CWEC2016.epw | NaturalGas | NECB_Default | NECB_Default | NECB_Default | NECB_Default | NECB_Default | NECB_Default | NECB_Default | NECB_Default | NECB_Default | NECB_Default | NECB_Default | NECB_Default | NECB_Default | NECB_Default | NECB_Default | NECB_Default | NECB_Default | NECB_Default | NECB_Default | NECB_Default | NECB_Default | NECB_Default | NECB_Default | NECB_Default | NECB_Default | NECB_Default | NECB_Default | aws_batch | 834599497928 | [5 empty] | baseline-2021-03-24 | 6a87033d-ede6-4783-acf8-880bd0e50e61 | TRUE | TRUE | 8b33fd1d-ded6-48e2-b08f-721bceef1874 |  | 19592 | 17870 | 40 | SecondarySchool |  |  | 5 | SecondarySchool | 2 |  | 2 | NECB2011 | 0.18768 | 95216 | 126.5291 | 18.5653 | 65.2747 | 6.96 | 359.119 | 141.79 | VANCOUVER | BRITISH COLUMBIA | 0.84477 | 17.5041 | 0 | 18.3489 | 8.4359 | 3.9269 | 0 | 12.3628 | 0 | 0.021234 | 0 | 0 | 0.29809 | 0.097812 | 0 | 0.23764 | 0.035323 | 0.14054 | 0.3472 | 0.0031763 | 0.64529 | 0.10957 | 37.8307 | 79.6182 | Natural Gas | 40 | 0.757 | [5 empty] | 0.227 | 0.315 | 2.4 | 2.4 | 5 | Vancouver Intl AP | CAN | 42 | 2797 | 49.195 | -123.184 | 4 | 2800 | BC | CAN_BC_Vancouver.Intl.AP.718920_CWEC2016.epw | 0 | 0 | 0 | 0 | 2146.67 | 3977.9874 | 22.542 | 0.0056667 | 8239.09 | 0.1 | 2021-03-24 15:12:43 +0000 | eef80c06 | 0.2.11 | :adv_dx_units: NECB_Default :analysis_id: 6a87033d-ede6-4783-acf8-880bd0e50e61 :analysis_name: baseline-2021-03-24 :boiler_eff: NECB_Default :btap_batch_version: 1.0.002 :building_type: SecondarySchool :compute_environment: aws_batch :datapoint_id: 8b33fd1d-ded6-48e2-b08f-721bceef1874 :daylighting_type: NECB_Default :dcv_type: NECB_Default :door_construction_cond: NECB_Default :ecm_system_name: NECB_Default :enable_costing: true :epw_file: CAN_BC_Vancouver.Intl.AP.718920_CWEC2016.epw :erv_package: NECB_Default :ext_floor_cond: NECB_Default :ext_roof_cond: NECB_Default :ext_wall_cond: NECB_Default :fdwr_set: NECB_Default :fixed_wind_solar_trans: NECB_Default :fixed_window_cond: NECB_Default :furnace_eff: NECB_Default :glass_door_cond: NECB_Default :glass_door_solar_trans: NECB_Default :ground_floor_cond: NECB_Default :ground_roof_cond: NECB_Default :ground_wall_cond: NECB_Default :lights_scale: NECB_Default :lights_type: NECB_Default :overhead_door_cond: NECB_Default :primary_heating_fuel: NaturalGas :pv_ground_azimuth_angle: NECB_Default :pv_ground_module_description: NECB_Default :pv_ground_tilt_angle: NECB_Default :pv_ground_total_area_pv_panels_m2: NECB_Default :pv_ground_type: NECB_Default :rotation_degrees: NECB_Default :run_annual_simulation: true :s3_bucket: '834599497928' :scale_x: NECB_Default :scale_y: NECB_Default :scale_z: NECB_Default :shw_eff: NECB_Default :skylight_cond: NECB_Default :skylight_solar_trans: NECB_Default :srr_set: NECB_Default :template: NECB2011 | 0 | TRUE | 916.9925 |  | https://s3.console.aws.amazon.com/s3/buckets/834599497928?region=ca-central-1&prefix=sara.gilani/baseline-2021-03-24/6a87033d-ede6-4783-acf8-880bd0e50e61/output/8b33fd1d-ded6-48e2-b08f-721bceef1874/ | 1.0.002 | 0 | 0 |  | 0 | 0 | tier_1 | 0
191 | 0 |  | NECB_Default | NECB_Default | NECB_Default | NECB_Default | NECB_Default | NECB_Default | NECB_Default | NECB_Default | SecondarySchool | NECB2015 | CAN_ON_Toronto.Pearson.Intl.AP.716240_CWEC2016.epw | Electricity | NECB_Default | NECB_Default | NECB_Default | NECB_Default | NECB_Default | NECB_Default | NECB_Default | NECB_Default | NECB_Default | NECB_Default | NECB_Default | NECB_Default | NECB_Default | NECB_Default | NECB_Default | NECB_Default | NECB_Default | NECB_Default | NECB_Default | NECB_Default | NECB_Default | NECB_Default | NECB_Default | NECB_Default | NECB_Default | NECB_Default | NECB_Default | aws_batch | 834599497928 | [5 empty] | baseline-2021-03-24 | 6a87033d-ede6-4783-acf8-880bd0e50e61 | TRUE | TRUE | 7ed6b264-a0e9-4253-b856-22f3f93b7c9d |  | 19592 | 17870 | 40 | SecondarySchool |  |  | 5 | SecondarySchool | 2 |  | 2 | NECB2015 | 0.18768 | 95216 | 139.5575 | 9.6295 | 73.9134 | 8.6078 | 418.1113 | 186.403 | TORONTO | ONTARIO | 3.6931 | 0 | 0 | 3.6931 | 29.5886 | 0 | 0 | 29.5886 | 0 | 0.058396 | 0 | 0 | 0.66491 | 0.099521 | 0 | 0.25271 | 0.035421 | 0.13671 | 0 | 0.0030232 | 0.66491 | 0.079133 | 116.6653 | 0 | Electricity | 40 | 0.757 | [5 empty] | 0.183 | 0.278 | 2.2 | 2.2 | 5 | Toronto Pearson Intl AP | CAN | 382 | 3615 | 43.677 | -79.631 | 5 | 3890 | ON | CAN_ON_Toronto.Pearson.Intl.AP.716240_CWEC2016.epw | 0 | 4.2418 | 0.0010663 | 1550.37 | 0 | 3977.9111 | 22.3732 | 0.0056244 | 8177.42 | 0.1 | 2021-03-24 15:12:40 +0000 | eef80c06 | 0.2.11 | :adv_dx_units: NECB_Default :analysis_id: 6a87033d-ede6-4783-acf8-880bd0e50e61 :analysis_name: baseline-2021-03-24 :boiler_eff: NECB_Default :btap_batch_version: 1.0.002 :building_type: SecondarySchool :compute_environment: aws_batch :datapoint_id: 7ed6b264-a0e9-4253-b856-22f3f93b7c9d :daylighting_type: NECB_Default :dcv_type: NECB_Default :door_construction_cond: NECB_Default :ecm_system_name: NECB_Default :enable_costing: true :epw_file: CAN_ON_Toronto.Pearson.Intl.AP.716240_CWEC2016.epw :erv_package: NECB_Default :ext_floor_cond: NECB_Default :ext_roof_cond: NECB_Default :ext_wall_cond: NECB_Default :fdwr_set: NECB_Default :fixed_wind_solar_trans: NECB_Default :fixed_window_cond: NECB_Default :furnace_eff: NECB_Default :glass_door_cond: NECB_Default :glass_door_solar_trans: NECB_Default :ground_floor_cond: NECB_Default :ground_roof_cond: NECB_Default :ground_wall_cond: NECB_Default :lights_scale: NECB_Default :lights_type: NECB_Default :overhead_door_cond: NECB_Default :primary_heating_fuel: Electricity :pv_ground_azimuth_angle: NECB_Default :pv_ground_module_description: NECB_Default :pv_ground_tilt_angle: NECB_Default :pv_ground_total_area_pv_panels_m2: NECB_Default :pv_ground_type: NECB_Default :rotation_degrees: NECB_Default :run_annual_simulation: true :s3_bucket: '834599497928' :scale_x: NECB_Default :scale_y: NECB_Default :scale_z: NECB_Default :shw_eff: NECB_Default :skylight_cond: NECB_Default :skylight_solar_trans: NECB_Default :srr_set: NECB_Default :template: NECB2015 | 0 | TRUE | 917.2643 |  | https://s3.console.aws.amazon.com/s3/buckets/834599497928?region=ca-central-1&prefix=sara.gilani/baseline-2021-03-24/6a87033d-ede6-4783-acf8-880bd0e50e61/output/7ed6b264-a0e9-4253-b856-22f3f93b7c9d/ | 1.0.002 | 0 | 0 |  | 0 | 0 | tier_1 | 0
192 | 0 |  | NECB_Default | NECB_Default | NECB_Default | NECB_Default | NECB_Default | NECB_Default | NECB_Default | NECB_Default | SecondarySchool | NECB2017 | CAN_ON_Toronto.Pearson.Intl.AP.716240_CWEC2016.epw | Electricity | NECB_Default | NECB_Default | NECB_Default | NECB_Default | NECB_Default | NECB_Default | NECB_Default | NECB_Default | NECB_Default | NECB_Default | NECB_Default | NECB_Default | NECB_Default | NECB_Default | NECB_Default | NECB_Default | NECB_Default | NECB_Default | NECB_Default | NECB_Default | NECB_Default | NECB_Default | NECB_Default | NECB_Default | NECB_Default | NECB_Default | NECB_Default | aws_batch | 834599497928 | [5 empty] | baseline-2021-03-24 | 6a87033d-ede6-4783-acf8-880bd0e50e61 | TRUE | TRUE | 56f2c634-f76b-4337-887c-bb8e3416f43f |  | 19592 | 17870 | 40 | SecondarySchool |  |  | 2 | SecondarySchool | 2 |  | 2 | NECB2017 | 0.18768 | 95216 | 143.8773 | 8.9482 | 64.4149 | 8.6078 | 408.0098 | 182.1616 | TORONTO | ONTARIO | 2.746 | 0 | 0 | 2.746 | 22.0012 | 0 | 0 | 22.0012 | 0 | 0.046905 | 0 | 0 | 0.49441 | 0.083708 | 0.012891 | 0.12424 | 0.035421 | 0.10909 | 0 | 0.0030232 | 0.49441 | 0.079133 | 69.9795 | 0 | Electricity | 40 | 0.757 | [5 empty] | 0.156 | 0.278 | 1.9 | 1.9 | 2 | Toronto Pearson Intl AP | CAN | 382 | 3615 | 43.677 | -79.631 | 5 | 3890 | ON | CAN_ON_Toronto.Pearson.Intl.AP.716240_CWEC2016.epw | 0 | 4.2418 | 0.0010663 | 1550.38 | 0 | 3977.9111 | 22.3732 | 0.0056244 | 8177.42 | 0.1 | 2021-03-24 15:13:29 +0000 | eef80c06 | 0.2.11 | :adv_dx_units: NECB_Default :analysis_id: 6a87033d-ede6-4783-acf8-880bd0e50e61 :analysis_name: baseline-2021-03-24 :boiler_eff: NECB_Default :btap_batch_version: 1.0.002 :building_type: SecondarySchool :compute_environment: aws_batch :datapoint_id: 56f2c634-f76b-4337-887c-bb8e3416f43f :daylighting_type: NECB_Default :dcv_type: NECB_Default :door_construction_cond: NECB_Default :ecm_system_name: NECB_Default :enable_costing: true :epw_file: CAN_ON_Toronto.Pearson.Intl.AP.716240_CWEC2016.epw :erv_package: NECB_Default :ext_floor_cond: NECB_Default :ext_roof_cond: NECB_Default :ext_wall_cond: NECB_Default :fdwr_set: NECB_Default :fixed_wind_solar_trans: NECB_Default :fixed_window_cond: NECB_Default :furnace_eff: NECB_Default :glass_door_cond: NECB_Default :glass_door_solar_trans: NECB_Default :ground_floor_cond: NECB_Default :ground_roof_cond: NECB_Default :ground_wall_cond: NECB_Default :lights_scale: NECB_Default :lights_type: NECB_Default :overhead_door_cond: NECB_Default :primary_heating_fuel: Electricity :pv_ground_azimuth_angle: NECB_Default :pv_ground_module_description: NECB_Default :pv_ground_tilt_angle: NECB_Default :pv_ground_total_area_pv_panels_m2: NECB_Default :pv_ground_type: NECB_Default :rotation_degrees: NECB_Default :run_annual_simulation: true :s3_bucket: '834599497928' :scale_x: NECB_Default :scale_y: NECB_Default :scale_z: NECB_Default :shw_eff: NECB_Default :skylight_cond: NECB_Default :skylight_solar_trans: NECB_Default :srr_set: NECB_Default :template: NECB2017 | 0 | TRUE | 916.8442 |  | https://s3.console.aws.amazon.com/s3/buckets/834599497928?region=ca-central-1&prefix=sara.gilani/baseline-2021-03-24/6a87033d-ede6-4783-acf8-880bd0e50e61/output/56f2c634-f76b-4337-887c-bb8e3416f43f/ | 1.0.002 | 0 | 0 |  | 0 | 0 | tier_1 | 0
193 | 0 |  | NECB_Default | NECB_Default | NECB_Default | NECB_Default | NECB_Default | NECB_Default | NECB_Default | NECB_Default | Warehouse | NECB2015 | CAN_ON_Toronto.Pearson.Intl.AP.716240_CWEC2016.epw | NaturalGas | NECB_Default | NECB_Default | NECB_Default | NECB_Default | NECB_Default | NECB_Default | NECB_Default | NECB_Default | NECB_Default | NECB_Default | NECB_Default | NECB_Default | NECB_Default | NECB_Default | NECB_Default | NECB_Default | NECB_Default | NECB_Default | NECB_Default | NECB_Default | NECB_Default | NECB_Default | NECB_Default | NECB_Default | NECB_Default | NECB_Default | NECB_Default | aws_batch | 834599497928 | [5 empty] | baseline-2021-03-24 | 6a87033d-ede6-4783-acf8-880bd0e50e61 | TRUE | TRUE | efd8ef49-5d63-4cda-bcdf-5f84317317ba |  | 4835.13 | 7095.2421 | 40 | Warehouse |  |  | 5 | Warehouse | 1 |  | 1 | NECB2015 | 0.18734 | 37873.9042 | 223.6887 | 34.1614 | 64.9787 | 3.1102 | 479.8947 | 153.9557 | TORONTO | ONTARIO | 1.3731 | 11.8577 | 0 | 13.2308 | 11.001 | 2.0923 | 0 | 13.0933 | 0 | 0.052741 | 0 | 0 | 0.24722 | 0.095638 | 0 | 0.22773 | 0.017578 | 0.078074 | 0.23994 | 0.003185 | 0.48716 | 0.012211 | 44.8935 | 116.1863 | Natural Gas | 40 | 0.757 | [5 empty] | 0.183 | 0.278 | 2.2 | 2.2 | 5 | Toronto Pearson Intl AP | CAN | 382 | 3615 | 43.677 | -79.631 | 5 | 3890 | ON | CAN_ON_Toronto.Pearson.Intl.AP.716240_CWEC2016.epw | 0 | 0 | 0 | 0 | 59.04 | 71.7905 | 0.64331 | 0.0089609 | 235.13 | 0.1 | 2021-03-24 15:14:25 +0000 | eef80c06 | 0.2.11 | :adv_dx_units: NECB_Default :analysis_id: 6a87033d-ede6-4783-acf8-880bd0e50e61 :analysis_name: baseline-2021-03-24 :boiler_eff: NECB_Default :btap_batch_version: 1.0.002 :building_type: Warehouse :compute_environment: aws_batch :datapoint_id: efd8ef49-5d63-4cda-bcdf-5f84317317ba :daylighting_type: NECB_Default :dcv_type: NECB_Default :door_construction_cond: NECB_Default :ecm_system_name: NECB_Default :enable_costing: true :epw_file: CAN_ON_Toronto.Pearson.Intl.AP.716240_CWEC2016.epw :erv_package: NECB_Default :ext_floor_cond: NECB_Default :ext_roof_cond: NECB_Default :ext_wall_cond: NECB_Default :fdwr_set: NECB_Default :fixed_wind_solar_trans: NECB_Default :fixed_window_cond: NECB_Default :furnace_eff: NECB_Default :glass_door_cond: NECB_Default :glass_door_solar_trans: NECB_Default :ground_floor_cond: NECB_Default :ground_roof_cond: NECB_Default :ground_wall_cond: NECB_Default :lights_scale: NECB_Default :lights_type: NECB_Default :overhead_door_cond: NECB_Default :primary_heating_fuel: NaturalGas :pv_ground_azimuth_angle: NECB_Default :pv_ground_module_description: NECB_Default :pv_ground_tilt_angle: NECB_Default :pv_ground_total_area_pv_panels_m2: NECB_Default :pv_ground_type: NECB_Default :rotation_degrees: NECB_Default :run_annual_simulation: true :s3_bucket: '834599497928' :scale_x: NECB_Default :scale_y: NECB_Default :scale_z: NECB_Default :shw_eff: NECB_Default :skylight_cond: NECB_Default :skylight_solar_trans: NECB_Default :srr_set: NECB_Default :template: NECB2015 | 0 | TRUE | 929.6563 |  | https://s3.console.aws.amazon.com/s3/buckets/834599497928?region=ca-central-1&prefix=sara.gilani/baseline-2021-03-24/6a87033d-ede6-4783-acf8-880bd0e50e61/output/efd8ef49-5d63-4cda-bcdf-5f84317317ba/ | 1.0.002 | 0 | 0 |  | 0 | 0 | tier_1 | 0
194 | 0 |  | NECB_Default | NECB_Default | NECB_Default | NECB_Default | NECB_Default | NECB_Default | NECB_Default | NECB_Default | RetailStandalone | NECB2017 | CAN_BC_Vancouver.Intl.AP.718920_CWEC2016.epw | Electricity | NECB_Default | NECB_Default | NECB_Default | NECB_Default | NECB_Default | NECB_Default | NECB_Default | NECB_Default | NECB_Default | NECB_Default | NECB_Default | NECB_Default | NECB_Default | NECB_Default | NECB_Default | NECB_Default | NECB_Default | NECB_Default | NECB_Default | NECB_Default | NECB_Default | NECB_Default | NECB_Default | NECB_Default | NECB_Default | NECB_Default | NECB_Default | aws_batch | 834599497928 | [5 empty] | baseline-2021-03-24 | 6a87033d-ede6-4783-acf8-880bd0e50e61 | TRUE | TRUE | 57eae0da-2476-4828-b4e2-dd9bf5375df2 |  | 2293.99 | 3471.0086 | 40 | RetailStandalone |  |  | 2 | RetailStandalone | 1 |  | 1 | NECB2017 | 0.24821 | 13984.1807 | 207.9869 | 9.7471 | 100.5356 | 5.5281 | 520.4023 | 196.6046 | VANCOUVER | BRITISH COLUMBIA | 1.4124 | 0 | 0 | 1.4124 | 14.1043 | 0 | 0 | 14.1043 | 0 | 0.033043 | 0 | 0 | 0.49839 | 0.11041 | 0 | 0.13921 | 0.032271 | 0.17303 | 0 | 0 | 0.49839 | 0.010427 | 67.1665 | 0 | Electricity | 40 | 0.757 | [5 empty] | 0.193 | 0.315 | 2.1 | 2.1 | 2 | Vancouver Intl AP | CAN | 42 | 2797 | 49.195 | -123.184 | 4 | 2800 | BC | CAN_BC_Vancouver.Intl.AP.718920_CWEC2016.epw | 0 | 0.065445 | 0.00095644 | 23.92 | 0 | 68.4249 | 0.3214 | 0.0046971 | 117.47 | 0.1 | 2021-03-24 15:15:07 +0000 | eef80c06 | 0.2.11 | :adv_dx_units: NECB_Default :analysis_id: 6a87033d-ede6-4783-acf8-880bd0e50e61 :analysis_name: baseline-2021-03-24 :boiler_eff: NECB_Default :btap_batch_version: 1.0.002 :building_type: RetailStandalone :compute_environment: aws_batch :datapoint_id: 57eae0da-2476-4828-b4e2-dd9bf5375df2 :daylighting_type: NECB_Default :dcv_type: NECB_Default :door_construction_cond: NECB_Default :ecm_system_name: NECB_Default :enable_costing: true :epw_file: CAN_BC_Vancouver.Intl.AP.718920_CWEC2016.epw :erv_package: NECB_Default :ext_floor_cond: NECB_Default :ext_roof_cond: NECB_Default :ext_wall_cond: NECB_Default :fdwr_set: NECB_Default :fixed_wind_solar_trans: NECB_Default :fixed_window_cond: NECB_Default :furnace_eff: NECB_Default :glass_door_cond: NECB_Default :glass_door_solar_trans: NECB_Default :ground_floor_cond: NECB_Default :ground_roof_cond: NECB_Default :ground_wall_cond: NECB_Default :lights_scale: NECB_Default :lights_type: NECB_Default :overhead_door_cond: NECB_Default :primary_heating_fuel: Electricity :pv_ground_azimuth_angle: NECB_Default :pv_ground_module_description: NECB_Default :pv_ground_tilt_angle: NECB_Default :pv_ground_total_area_pv_panels_m2: NECB_Default :pv_ground_type: NECB_Default :rotation_degrees: NECB_Default :run_annual_simulation: true :s3_bucket: '834599497928' :scale_x: NECB_Default :scale_y: NECB_Default :scale_z: NECB_Default :shw_eff: NECB_Default :skylight_cond: NECB_Default :skylight_solar_trans: NECB_Default :srr_set: NECB_Default :template: NECB2017 | 0 | TRUE | 928.9721 |  | https://s3.console.aws.amazon.com/s3/buckets/834599497928?region=ca-central-1&prefix=sara.gilani/baseline-2021-03-24/6a87033d-ede6-4783-acf8-880bd0e50e61/output/57eae0da-2476-4828-b4e2-dd9bf5375df2/ | 1.0.002 | 0 | 0 |  | 0 | 0 | tier_1 | 0
195 | 0 |  | NECB_Default | NECB_Default | NECB_Default | NECB_Default | NECB_Default | NECB_Default | NECB_Default | NECB_Default | RetailStandalone | NECB2011 | CAN_QC_Montreal-Trudeau.Intl.AP.716270_CWEC2016.epw | Electricity | NECB_Default | NECB_Default | NECB_Default | NECB_Default | NECB_Default | NECB_Default | NECB_Default | NECB_Default | NECB_Default | NECB_Default | NECB_Default | NECB_Default | NECB_Default | NECB_Default | NECB_Default | NECB_Default | NECB_Default | NECB_Default | NECB_Default | NECB_Default | NECB_Default | NECB_Default | NECB_Default | NECB_Default | NECB_Default | NECB_Default | NECB_Default | aws_batch | 834599497928 | [5 empty] | baseline-2021-03-24 | 6a87033d-ede6-4783-acf8-880bd0e50e61 | TRUE | TRUE | 0afc63b7-0673-4f63-989f-df14bb184afa |  | 2293.99 | 3471.0086 | 37.3 | RetailStandalone |  |  | 5 | RetailStandalone | 1 |  | 1 | NECB2011 | 0.24821 | 13984.1807 | 215.2026 | 12.7246 | 103.6828 | 5.5923 | 574.2308 | 237.0285 | MONTREAL | QUEBEC | 0.28035 | 0 | 0 | 0.28035 | 17.8553 | 0 | 0 | 17.8553 | 0 | 0.07381 | 0 | 0 | 0.72143 | 0.13419 | 0 | 0.24502 | 0.030964 | 0.22339 | 0 | 0 | 0.72143 | 0.014063 | 104.6876 | 0 | Electricity | 37.3 | 0.757 | [5 empty] | 0.183 | 0.247 | 2.2 | 2.2 | 5 | Montreal-Trudeau Intl AP | CAN | 323 | 4090 | 45.471 | -73.741 | 6 | 4400 | QC | CAN_QC_Montreal-Trudeau.Intl.AP.716270_CWEC2016.epw | 0 | 0.088263 | 0.0012891 | 32.26 | 0 | 68.4695 | 0.41833 | 0.0061097 | 152.9 | 0.1 | 2021-03-24 15:14:26 +0000 | eef80c06 | 0.2.11 | :adv_dx_units: NECB_Default :analysis_id: 6a87033d-ede6-4783-acf8-880bd0e50e61 :analysis_name: baseline-2021-03-24 :boiler_eff: NECB_Default :btap_batch_version: 1.0.002 :building_type: RetailStandalone :compute_environment: aws_batch :datapoint_id: 0afc63b7-0673-4f63-989f-df14bb184afa :daylighting_type: NECB_Default :dcv_type: NECB_Default :door_construction_cond: NECB_Default :ecm_system_name: NECB_Default :enable_costing: true :epw_file: CAN_QC_Montreal-Trudeau.Intl.AP.716270_CWEC2016.epw :erv_package: NECB_Default :ext_floor_cond: NECB_Default :ext_roof_cond: NECB_Default :ext_wall_cond: NECB_Default :fdwr_set: NECB_Default :fixed_wind_solar_trans: NECB_Default :fixed_window_cond: NECB_Default :furnace_eff: NECB_Default :glass_door_cond: NECB_Default :glass_door_solar_trans: NECB_Default :ground_floor_cond: NECB_Default :ground_roof_cond: NECB_Default :ground_wall_cond: NECB_Default :lights_scale: NECB_Default :lights_type: NECB_Default :overhead_door_cond: NECB_Default :primary_heating_fuel: Electricity :pv_ground_azimuth_angle: NECB_Default :pv_ground_module_description: NECB_Default :pv_ground_tilt_angle: NECB_Default :pv_ground_total_area_pv_panels_m2: NECB_Default :pv_ground_type: NECB_Default :rotation_degrees: NECB_Default :run_annual_simulation: true :s3_bucket: '834599497928' :scale_x: NECB_Default :scale_y: NECB_Default :scale_z: NECB_Default :shw_eff: NECB_Default :skylight_cond: NECB_Default :skylight_solar_trans: NECB_Default :srr_set: NECB_Default :template: NECB2011 | 0 | TRUE | 930.7555 |  | https://s3.console.aws.amazon.com/s3/buckets/834599497928?region=ca-central-1&prefix=sara.gilani/baseline-2021-03-24/6a87033d-ede6-4783-acf8-880bd0e50e61/output/0afc63b7-0673-4f63-989f-df14bb184afa/ | 1.0.002 | 0 | 0 |  | 0 | 0 | tier_1 | 0
196 | 0 |  | NECB_Default | NECB_Default | NECB_Default | NECB_Default | NECB_Default | NECB_Default | NECB_Default | NECB_Default | RetailStandalone | NECB2011 | CAN_AB_Calgary.Intl.AP.718770_CWEC2016.epw | NaturalGas | NECB_Default | NECB_Default | NECB_Default | NECB_Default | NECB_Default | NECB_Default | NECB_Default | NECB_Default | NECB_Default | NECB_Default | NECB_Default | NECB_Default | NECB_Default | NECB_Default | NECB_Default | NECB_Default | NECB_Default | NECB_Default | NECB_Default | NECB_Default | NECB_Default | NECB_Default | NECB_Default | NECB_Default | NECB_Default | NECB_Default | NECB_Default | aws_batch | 834599497928 | [5 empty] | baseline-2021-03-24 | 6a87033d-ede6-4783-acf8-880bd0e50e61 | TRUE | TRUE | ff65ad7c-1443-4b48-b487-cd4797492ac2 |  | 2293.99 | 3471.0086 | 33.3 | RetailStandalone |  |  | 5 | RetailStandalone | 1 |  | 1 | NECB2011 | 0.24821 | 13984.1807 | 218.2006 | 38.2201 | 112.3249 | 4.9741 | 600.4334 | 226.7137 | CALGARY | ALBERTA | 99.4212 | 15.3863 | 0 | 114.8075 | 9.4231 | 1.0977 | 0 | 10.5207 | 0 | 0.042485 | 0 | 0 | 0.45304 | 0.15355 | 0 | 0.28712 | 0.030964 | 0.22339 | 0.30491 | 0.0026504 | 0.75795 | 0.017794 | 54.434 | 88.08 | Natural Gas | 33.3 | 0.757 | [5 empty] | 0.162 | 0.21 | 2.2 | 2.2 | 5 | Calgary Intl AP | CAN | 64 | 4781 | 51.114 | -114.02 | 7a | 5000 | AB | CAN_AB_Calgary.Intl.AP.718770_CWEC2016.epw | 0 | 0 | 0 | 0 | 40.82 | 68.4695 | 0.41833 | 0.0061097 | 152.9 | 0.1 | 2021-03-24 15:15:06 +0000 | eef80c06 | 0.2.11 | :adv_dx_units: NECB_Default :analysis_id: 6a87033d-ede6-4783-acf8-880bd0e50e61 :analysis_name: baseline-2021-03-24 :boiler_eff: NECB_Default :btap_batch_version: 1.0.002 :building_type: RetailStandalone :compute_environment: aws_batch :datapoint_id: ff65ad7c-1443-4b48-b487-cd4797492ac2 :daylighting_type: NECB_Default :dcv_type: NECB_Default :door_construction_cond: NECB_Default :ecm_system_name: NECB_Default :enable_costing: true :epw_file: CAN_AB_Calgary.Intl.AP.718770_CWEC2016.epw :erv_package: NECB_Default :ext_floor_cond: NECB_Default :ext_roof_cond: NECB_Default :ext_wall_cond: NECB_Default :fdwr_set: NECB_Default :fixed_wind_solar_trans: NECB_Default :fixed_window_cond: NECB_Default :furnace_eff: NECB_Default :glass_door_cond: NECB_Default :glass_door_solar_trans: NECB_Default :ground_floor_cond: NECB_Default :ground_roof_cond: NECB_Default :ground_wall_cond: NECB_Default :lights_scale: NECB_Default :lights_type: NECB_Default :overhead_door_cond: NECB_Default :primary_heating_fuel: NaturalGas :pv_ground_azimuth_angle: NECB_Default :pv_ground_module_description: NECB_Default :pv_ground_tilt_angle: NECB_Default :pv_ground_total_area_pv_panels_m2: NECB_Default :pv_ground_type: NECB_Default :rotation_degrees: NECB_Default :run_annual_simulation: true :s3_bucket: '834599497928' :scale_x: NECB_Default :scale_y: NECB_Default :scale_z: NECB_Default :shw_eff: NECB_Default :skylight_cond: NECB_Default :skylight_solar_trans: NECB_Default :srr_set: NECB_Default :template: NECB2011 | 0 | TRUE | 929.9543 |  | https://s3.console.aws.amazon.com/s3/buckets/834599497928?region=ca-central-1&prefix=sara.gilani/baseline-2021-03-24/6a87033d-ede6-4783-acf8-880bd0e50e61/output/ff65ad7c-1443-4b48-b487-cd4797492ac2/ | 1.0.002 | 0 | 0 |  | 0 | 0 | tier_1 | 0
197 | 0 |  | NECB_Default | NECB_Default | NECB_Default | NECB_Default | NECB_Default | NECB_Default | NECB_Default | NECB_Default | Warehouse | NECB2017 | CAN_AB_Calgary.Intl.AP.718770_CWEC2016.epw | NaturalGas | NECB_Default | NECB_Default | NECB_Default | NECB_Default | NECB_Default | NECB_Default | NECB_Default | NECB_Default | NECB_Default | NECB_Default | NECB_Default | NECB_Default | NECB_Default | NECB_Default | NECB_Default | NECB_Default | NECB_Default | NECB_Default | NECB_Default | NECB_Default | NECB_Default | NECB_Default | NECB_Default | NECB_Default | NECB_Default | NECB_Default | NECB_Default | aws_batch | 834599497928 | [5 empty] | baseline-2021-03-24 | 6a87033d-ede6-4783-acf8-880bd0e50e61 | TRUE | TRUE | ac6db2e0-af91-40a4-bc80-1c083587f3ca |  | 4835.13 | 7095.2421 | 33.3 | Warehouse |  |  | 2 | Warehouse | 1 |  | 1 | NECB2017 | 0.18734 | 37873.9042 | 214.4997 | 30.2107 | 64.7166 | 3.0571 | 405.0502 | 92.566 | CALGARY | ALBERTA | 37.871 | 10.7584 | 0 | 48.6293 | 3.5894 | 0.76751 | 0 | 4.3569 | 0 | 0.022279 | 0 | 0 | 0.17257 | 0.074414 | 0.0011644 | 0.2 | 0.017578 | 0.05403 | 0.2132 | 0.0031023 | 0.38576 | 0.013201 | 31.4322 | 92.8605 | Natural Gas | 33.3 | 0.757 | [5 empty] | 0.138 | 0.21 | 1.9 | 1.9 | 2 | Calgary Intl AP | CAN | 64 | 4781 | 51.114 | -114.02 | 7a | 5000 | AB | CAN_AB_Calgary.Intl.AP.718770_CWEC2016.epw | 0 | 0 | 0 | 0 | 63.83 | 71.7905 | 0.64331 | 0.0089609 | 235.13 | 0.1 | 2021-03-24 15:14:21 +0000 | eef80c06 | 0.2.11 | :adv_dx_units: NECB_Default :analysis_id: 6a87033d-ede6-4783-acf8-880bd0e50e61 :analysis_name: baseline-2021-03-24 :boiler_eff: NECB_Default :btap_batch_version: 1.0.002 :building_type: Warehouse :compute_environment: aws_batch :datapoint_id: ac6db2e0-af91-40a4-bc80-1c083587f3ca :daylighting_type: NECB_Default :dcv_type: NECB_Default :door_construction_cond: NECB_Default :ecm_system_name: NECB_Default :enable_costing: true :epw_file: CAN_AB_Calgary.Intl.AP.718770_CWEC2016.epw :erv_package: NECB_Default :ext_floor_cond: NECB_Default :ext_roof_cond: NECB_Default :ext_wall_cond: NECB_Default :fdwr_set: NECB_Default :fixed_wind_solar_trans: NECB_Default :fixed_window_cond: NECB_Default :furnace_eff: NECB_Default :glass_door_cond: NECB_Default :glass_door_solar_trans: NECB_Default :ground_floor_cond: NECB_Default :ground_roof_cond: NECB_Default :ground_wall_cond: NECB_Default :lights_scale: NECB_Default :lights_type: NECB_Default :overhead_door_cond: NECB_Default :primary_heating_fuel: NaturalGas :pv_ground_azimuth_angle: NECB_Default :pv_ground_module_description: NECB_Default :pv_ground_tilt_angle: NECB_Default :pv_ground_total_area_pv_panels_m2: NECB_Default :pv_ground_type: NECB_Default :rotation_degrees: NECB_Default :run_annual_simulation: true :s3_bucket: '834599497928' :scale_x: NECB_Default :scale_y: NECB_Default :scale_z: NECB_Default :shw_eff: NECB_Default :skylight_cond: NECB_Default :skylight_solar_trans: NECB_Default :srr_set: NECB_Default :template: NECB2017 | 0 | TRUE | 931.5234 |  | https://s3.console.aws.amazon.com/s3/buckets/834599497928?region=ca-central-1&prefix=sara.gilani/baseline-2021-03-24/6a87033d-ede6-4783-acf8-880bd0e50e61/output/ac6db2e0-af91-40a4-bc80-1c083587f3ca/ | 1.0.002 | 0 | 0 |  | 0 | 0 | tier_1 | 0
198 | 0 |  | NECB_Default | NECB_Default | NECB_Default | NECB_Default | NECB_Default | NECB_Default | NECB_Default | NECB_Default | Warehouse | NECB2017 | CAN_AB_Edmonton.Intl.AP.711230_CWEC2016.epw | NaturalGas | NECB_Default | NECB_Default | NECB_Default | NECB_Default | NECB_Default | NECB_Default | NECB_Default | NECB_Default | NECB_Default | NECB_Default | NECB_Default | NECB_Default | NECB_Default | NECB_Default | NECB_Default | NECB_Default | NECB_Default | NECB_Default | NECB_Default | NECB_Default | NECB_Default | NECB_Default | NECB_Default | NECB_Default | NECB_Default | NECB_Default | NECB_Default | aws_batch | 834599497928 | [5 empty] | baseline-2021-03-24 | 6a87033d-ede6-4783-acf8-880bd0e50e61 | TRUE | TRUE | c49b01f9-2ff1-4c52-89c3-b02e8bb0a7df |  | 4835.13 | 7095.2421 | 32.5 | Warehouse |  |  | 2 | Warehouse | 1 |  | 1 | NECB2017 | 0.18734 | 37873.9042 | 214.461 | 30.3477 | 65.4355 | 3.0593 | 403.6942 | 90.3907 | EDMONTON | ALBERTA | 35.9383 | 12.9228 | 0 | 48.8611 | 3.4062 | 0.92193 | 0 | 4.3281 | 0 | 0.018459 | 0 | 0 | 0.16376 | 0.06909 | 0.0012616 | 0.24241 | 0.017578 | 0.05403 | 0.25609 | 0.0033401 | 0.41985 | 0.013677 | 28.6596 | 89.4141 | Natural Gas | 32.5 | 0.757 | [5 empty] | 0.138 | 0.21 | 1.9 | 1.9 | 2 | Edmonton Intl AP | CAN | 23 | 5588 | 53.31 | -113.579 | 7a | 5120 | AB | CAN_AB_Edmonton.Intl.AP.711230_CWEC2016.epw | 0 | 0 | 0 | 0 | 66.13 | 71.7905 | 0.64331 | 0.0089609 | 235.13 | 0.1 | 2021-03-24 15:14:29 +0000 | eef80c06 | 0.2.11 | :adv_dx_units: NECB_Default :analysis_id: 6a87033d-ede6-4783-acf8-880bd0e50e61 :analysis_name: baseline-2021-03-24 :boiler_eff: NECB_Default :btap_batch_version: 1.0.002 :building_type: Warehouse :compute_environment: aws_batch :datapoint_id: c49b01f9-2ff1-4c52-89c3-b02e8bb0a7df :daylighting_type: NECB_Default :dcv_type: NECB_Default :door_construction_cond: NECB_Default :ecm_system_name: NECB_Default :enable_costing: true :epw_file: CAN_AB_Edmonton.Intl.AP.711230_CWEC2016.epw :erv_package: NECB_Default :ext_floor_cond: NECB_Default :ext_roof_cond: NECB_Default :ext_wall_cond: NECB_Default :fdwr_set: NECB_Default :fixed_wind_solar_trans: NECB_Default :fixed_window_cond: NECB_Default :furnace_eff: NECB_Default :glass_door_cond: NECB_Default :glass_door_solar_trans: NECB_Default :ground_floor_cond: NECB_Default :ground_roof_cond: NECB_Default :ground_wall_cond: NECB_Default :lights_scale: NECB_Default :lights_type: NECB_Default :overhead_door_cond: NECB_Default :primary_heating_fuel: NaturalGas :pv_ground_azimuth_angle: NECB_Default :pv_ground_module_description: NECB_Default :pv_ground_tilt_angle: NECB_Default :pv_ground_total_area_pv_panels_m2: NECB_Default :pv_ground_type: NECB_Default :rotation_degrees: NECB_Default :run_annual_simulation: true :s3_bucket: '834599497928' :scale_x: NECB_Default :scale_y: NECB_Default :scale_z: NECB_Default :shw_eff: NECB_Default :skylight_cond: NECB_Default :skylight_solar_trans: NECB_Default :srr_set: NECB_Default :template: NECB2017 | 0 | TRUE | 932.2781 |  | https://s3.console.aws.amazon.com/s3/buckets/834599497928?region=ca-central-1&prefix=sara.gilani/baseline-2021-03-24/6a87033d-ede6-4783-acf8-880bd0e50e61/output/c49b01f9-2ff1-4c52-89c3-b02e8bb0a7df/ | 1.0.002 | 0 | 0 |  | 0 | 0 | tier_1 | 0
199 | 0 |  | NECB_Default | NECB_Default | NECB_Default | NECB_Default | NECB_Default | NECB_Default | NECB_Default | NECB_Default | RetailStandalone | NECB2015 | CAN_NS_Halifax.Dockyard.713280_CWEC2016.epw | Electricity | NECB_Default | NECB_Default | NECB_Default | NECB_Default | NECB_Default | NECB_Default | NECB_Default | NECB_Default | NECB_Default | NECB_Default | NECB_Default | NECB_Default | NECB_Default | NECB_Default | NECB_Default | NECB_Default | NECB_Default | NECB_Default | NECB_Default | NECB_Default | NECB_Default | NECB_Default | NECB_Default | NECB_Default | NECB_Default | NECB_Default | NECB_Default | aws_batch | 834599497928 | [5 empty] | baseline-2021-03-24 | 6a87033d-ede6-4783-acf8-880bd0e50e61 | TRUE | TRUE | d9b7c2e7-a0d5-49a4-96bc-d55d08238b13 |  | 2293.99 | 3471.0086 | 40 | RetailStandalone |  |  | 5 | RetailStandalone | 1 |  | 1 | NECB2015 | 0.24821 | 13984.1807 | 185.6621 | 10.796 | 99.8442 | 5.4743 | 513.7613 | 211.9847 | HALIFAX | NOVA SCOTIA | 124.116 | 0 | 0 | 124.116 | 24.3415 | 0 | 0 | 24.3415 | 0 | 0.041129 | 0 | 0 | 0.61206 | 0.13565 | 0 | 0.18599 | 0.032271 | 0.20616 | 0 | 0 | 0.61206 | 0.01085 | 78.8464 | 0 | Electricity | 40 | 0.757 | [5 empty] | 0.183 | 0.247 | 2.2 | 2.2 | 5 | Halifax Dockyard | CAN | 112 | 3647 | 44.655 | -63.577 | 6 | 4000 | NS | CAN_NS_Halifax.Dockyard.713280_CWEC2016.epw | 0 | 0.068098 | 0.00099523 | 24.89 | 0 | 68.4249 | 0.3214 | 0.0046971 | 117.47 | 0.1 | 2021-03-24 15:15:04 +0000 | eef80c06 | 0.2.11 | :adv_dx_units: NECB_Default :analysis_id: 6a87033d-ede6-4783-acf8-880bd0e50e61 :analysis_name: baseline-2021-03-24 :boiler_eff: NECB_Default :btap_batch_version: 1.0.002 :building_type: RetailStandalone :compute_environment: aws_batch :datapoint_id: d9b7c2e7-a0d5-49a4-96bc-d55d08238b13 :daylighting_type: NECB_Default :dcv_type: NECB_Default :door_construction_cond: NECB_Default :ecm_system_name: NECB_Default :enable_costing: true :epw_file: CAN_NS_Halifax.Dockyard.713280_CWEC2016.epw :erv_package: NECB_Default :ext_floor_cond: NECB_Default :ext_roof_cond: NECB_Default :ext_wall_cond: NECB_Default :fdwr_set: NECB_Default :fixed_wind_solar_trans: NECB_Default :fixed_window_cond: NECB_Default :furnace_eff: NECB_Default :glass_door_cond: NECB_Default :glass_door_solar_trans: NECB_Default :ground_floor_cond: NECB_Default :ground_roof_cond: NECB_Default :ground_wall_cond: NECB_Default :lights_scale: NECB_Default :lights_type: NECB_Default :overhead_door_cond: NECB_Default :primary_heating_fuel: Electricity :pv_ground_azimuth_angle: NECB_Default :pv_ground_module_description: NECB_Default :pv_ground_tilt_angle: NECB_Default :pv_ground_total_area_pv_panels_m2: NECB_Default :pv_ground_type: NECB_Default :rotation_degrees: NECB_Default :run_annual_simulation: true :s3_bucket: '834599497928' :scale_x: NECB_Default :scale_y: NECB_Default :scale_z: NECB_Default :shw_eff: NECB_Default :skylight_cond: NECB_Default :skylight_solar_trans: NECB_Default :srr_set: NECB_Default :template: NECB2015 | 0 | TRUE | 931.453 |  | https://s3.console.aws.amazon.com/s3/buckets/834599497928?region=ca-central-1&prefix=sara.gilani/baseline-2021-03-24/6a87033d-ede6-4783-acf8-880bd0e50e61/output/d9b7c2e7-a0d5-49a4-96bc-d55d08238b13/ | 1.0.002 | 0 | 0 |  | 0 | 0 | tier_1 | 0
200 | 0 |  | NECB_Default | NECB_Default | NECB_Default | NECB_Default | NECB_Default | NECB_Default | NECB_Default | NECB_Default | RetailStandalone | NECB2015 | CAN_YT_Whitehorse.Intl.AP.719640_CWEC2016.epw | Electricity | NECB_Default | NECB_Default | NECB_Default | NECB_Default | NECB_Default | NECB_Default | NECB_Default | NECB_Default | NECB_Default | NECB_Default | NECB_Default | NECB_Default | NECB_Default | NECB_Default | NECB_Default | NECB_Default | NECB_Default | NECB_Default | NECB_Default | NECB_Default | NECB_Default | NECB_Default | NECB_Default | NECB_Default | NECB_Default | NECB_Default | NECB_Default | aws_batch | 834599497928 | [5 empty] | baseline-2021-03-24 | 6a87033d-ede6-4783-acf8-880bd0e50e61 | TRUE | TRUE | 0660a63f-c09f-4924-a525-60bb814534cc |  | 2293.99 | 3471.0086 | 22.8 | RetailStandalone |  |  | 5 | RetailStandalone | 1 |  | 1 | NECB2015 | 0.24821 | 13984.1807 | 175.4154 | 10.4072 | 96.0358 | 5.3904 | 499.3116 | 212.0629 | WHITEHORSE | YUKON | 11.5591 | 0 | 0 | 11.5591 | 26.4718 | 0 | 0 | 26.4718 | 0 | 0.012079 | 0 | 0 | 0.74317 | 0.11983 | 0 | 0.36068 | 0.032271 | 0.20616 | 0 | 0 | 0.74317 | 0.012149 | 126.4921 | 0 | Electricity | 22.8 | 0.757 | [5 empty] | 0.162 | 0.21 | 2.2 | 2.2 | 5 | Whitehorse Intl AP | CAN | 5 | 6491 | 60.709 | -135.069 | 7b | 6580 | YT | CAN_YT_Whitehorse.Intl.AP.719640_CWEC2016.epw | 0 | 0.076252 | 0.0011144 | 27.87 | 0 | 68.4249 | 0.3214 | 0.0046971 | 117.47 | 0.1 | 2021-03-24 15:14:59 +0000 | eef80c06 | 0.2.11 | :adv_dx_units: NECB_Default :analysis_id: 6a87033d-ede6-4783-acf8-880bd0e50e61 :analysis_name: baseline-2021-03-24 :boiler_eff: NECB_Default :btap_batch_version: 1.0.002 :building_type: RetailStandalone :compute_environment: aws_batch :datapoint_id: 0660a63f-c09f-4924-a525-60bb814534cc :daylighting_type: NECB_Default :dcv_type: NECB_Default :door_construction_cond: NECB_Default :ecm_system_name: NECB_Default :enable_costing: true :epw_file: CAN_YT_Whitehorse.Intl.AP.719640_CWEC2016.epw :erv_package: NECB_Default :ext_floor_cond: NECB_Default :ext_roof_cond: NECB_Default :ext_wall_cond: NECB_Default :fdwr_set: NECB_Default :fixed_wind_solar_trans: NECB_Default :fixed_window_cond: NECB_Default :furnace_eff: NECB_Default :glass_door_cond: NECB_Default :glass_door_solar_trans: NECB_Default :ground_floor_cond: NECB_Default :ground_roof_cond: NECB_Default :ground_wall_cond: NECB_Default :lights_scale: NECB_Default :lights_type: NECB_Default :overhead_door_cond: NECB_Default :primary_heating_fuel: Electricity :pv_ground_azimuth_angle: NECB_Default :pv_ground_module_description: NECB_Default :pv_ground_tilt_angle: NECB_Default :pv_ground_total_area_pv_panels_m2: NECB_Default :pv_ground_type: NECB_Default :rotation_degrees: NECB_Default :run_annual_simulation: true :s3_bucket: '834599497928' :scale_x: NECB_Default :scale_y: NECB_Default :scale_z: NECB_Default :shw_eff: NECB_Default :skylight_cond: NECB_Default :skylight_solar_trans: NECB_Default :srr_set: NECB_Default :template: NECB2015 | 0 | TRUE | 931.6073 |  | https://s3.console.aws.amazon.com/s3/buckets/834599497928?region=ca-central-1&prefix=sara.gilani/baseline-2021-03-24/6a87033d-ede6-4783-acf8-880bd0e50e61/output/0660a63f-c09f-4924-a525-60bb814534cc/ | 1.0.002 | 0 | 0 |  | 0 | 0 | tier_1 | 0
201 | 0 |  | NECB_Default | NECB_Default | NECB_Default | NECB_Default | NECB_Default | NECB_Default | NECB_Default | NECB_Default | FullServiceRestaurant | NECB2011 | CAN_QC_Montreal-Trudeau.Intl.AP.716270_CWEC2016.epw | NaturalGas | NECB_Default | NECB_Default | NECB_Default | NECB_Default | NECB_Default | NECB_Default | NECB_Default | NECB_Default | NECB_Default | NECB_Default | NECB_Default | NECB_Default | NECB_Default | NECB_Default | NECB_Default | NECB_Default | NECB_Default | NECB_Default | NECB_Default | NECB_Default | NECB_Default | NECB_Default | NECB_Default | NECB_Default | NECB_Default | NECB_Default | NECB_Default | aws_batch | 834599497928 | [5 empty] | baseline-2021-03-24 | 6a87033d-ede6-4783-acf8-880bd0e50e61 | TRUE | TRUE | d27d3e65-e1d5-4e98-8bd1-cd01fad3cc2e |  | 511.15 | 845.2233 | 37.3 | FullServiceRestaurant |  |  | 0 | FullServiceRestaurant | 1 |  | 1 | NECB2011 | 0.35452 | 2384.1067 | 229.7335 | 70.4332 | 62.0486 | 18.9622 | 609.5143 | 228.3368 | MONTREAL | QUEBEC | 0.17029 | 59.2416 | 0 | 59.4119 | 10.8456 | 15.5179 | 0 | 26.3635 | 0 | 0.057948 | 0 | 0 | 0.43821 | 0.12004 | 0 | 1.0014 | 0.067162 | 0.19249 | 1.1992 | 0.00056735 | 1.6374 | 0.19785 | 42.8761 | 226.3327 | Natural Gas | 37.3 | 0.757 | [5 empty] | 0.183 | 0.247 | 2.2 |  | 0 | Montreal-Trudeau Intl AP | CAN | 323 | 4090 | 45.471 | -73.741 | 6 | 4400 | QC | CAN_QC_Montreal-Trudeau.Intl.AP.716270_CWEC2016.epw | 0 | 0 | 0 | 0 | 101.13 | 44.1525 | 1.0393 | 0.023539 | 379.87 | 0.1 | 2021-03-24 15:15:15 +0000 | eef80c06 | 0.2.11 | :adv_dx_units: NECB_Default :analysis_id: 6a87033d-ede6-4783-acf8-880bd0e50e61 :analysis_name: baseline-2021-03-24 :boiler_eff: NECB_Default :btap_batch_version: 1.0.002 :building_type: FullServiceRestaurant :compute_environment: aws_batch :datapoint_id: d27d3e65-e1d5-4e98-8bd1-cd01fad3cc2e :daylighting_type: NECB_Default :dcv_type: NECB_Default :door_construction_cond: NECB_Default :ecm_system_name: NECB_Default :enable_costing: true :epw_file: CAN_QC_Montreal-Trudeau.Intl.AP.716270_CWEC2016.epw :erv_package: NECB_Default :ext_floor_cond: NECB_Default :ext_roof_cond: NECB_Default :ext_wall_cond: NECB_Default :fdwr_set: NECB_Default :fixed_wind_solar_trans: NECB_Default :fixed_window_cond: NECB_Default :furnace_eff: NECB_Default :glass_door_cond: NECB_Default :glass_door_solar_trans: NECB_Default :ground_floor_cond: NECB_Default :ground_roof_cond: NECB_Default :ground_wall_cond: NECB_Default :lights_scale: NECB_Default :lights_type: NECB_Default :overhead_door_cond: NECB_Default :primary_heating_fuel: NaturalGas :pv_ground_azimuth_angle: NECB_Default :pv_ground_module_description: NECB_Default :pv_ground_tilt_angle: NECB_Default :pv_ground_total_area_pv_panels_m2: NECB_Default :pv_ground_type: NECB_Default :rotation_degrees: NECB_Default :run_annual_simulation: true :s3_bucket: '834599497928' :scale_x: NECB_Default :scale_y: NECB_Default :scale_z: NECB_Default :shw_eff: NECB_Default :skylight_cond: NECB_Default :skylight_solar_trans: NECB_Default :srr_set: NECB_Default :template: NECB2011 | 0 | TRUE | 927.1275 |  | https://s3.console.aws.amazon.com/s3/buckets/834599497928?region=ca-central-1&prefix=sara.gilani/baseline-2021-03-24/6a87033d-ede6-4783-acf8-880bd0e50e61/output/d27d3e65-e1d5-4e98-8bd1-cd01fad3cc2e/ | 1.0.002 | 0 | 0 |  | 0 | 0 | tier_1 | 0
202 | 0 |  | NECB_Default | NECB_Default | NECB_Default | NECB_Default | NECB_Default | NECB_Default | NECB_Default | NECB_Default | RetailStandalone | NECB2011 | CAN_ON_Toronto.Pearson.Intl.AP.716240_CWEC2016.epw | NaturalGas | NECB_Default | NECB_Default | NECB_Default | NECB_Default | NECB_Default | NECB_Default | NECB_Default | NECB_Default | NECB_Default | NECB_Default | NECB_Default | NECB_Default | NECB_Default | NECB_Default | NECB_Default | NECB_Default | NECB_Default | NECB_Default | NECB_Default | NECB_Default | NECB_Default | NECB_Default | NECB_Default | NECB_Default | NECB_Default | NECB_Default | NECB_Default | aws_batch | 834599497928 | [5 empty] | baseline-2021-03-24 | 6a87033d-ede6-4783-acf8-880bd0e50e61 | TRUE | TRUE | 5b926228-e3d7-4796-bc33-9513e3f48456 |  | 2293.99 | 3471.0086 | 40 | RetailStandalone |  |  | 5 | RetailStandalone | 1 |  | 1 | NECB2011 | 0.24821 | 13984.1807 | 227.6645 | 39.2817 | 112.7512 | 5.047 | 606.408 | 221.6635 | TORONTO | ONTARIO | 2.6737 | 13.9482 | 0 | 16.6218 | 21.4212 | 2.4611 | 0 | 23.8823 | 0 | 0.083126 | 0 | 0 | 0.48138 | 0.14167 | 0 | 0.26566 | 0.030964 | 0.22339 | 0.28224 | 0.0022363 | 0.76363 | 0.016582 | 60.358 | 101.2728 | Natural Gas | 40 | 0.757 | [5 empty] | 0.183 | 0.278 | 2.2 | 2.2 | 5 | Toronto Pearson Intl AP | CAN | 382 | 3615 | 43.677 | -79.631 | 5 | 3890 | ON | CAN_ON_Toronto.Pearson.Intl.AP.716240_CWEC2016.epw | 0 | 0 | 0 | 0 | 38.04 | 68.4695 | 0.41833 | 0.0061097 | 152.9 | 0.1 | 2021-03-24 15:15:01 +0000 | eef80c06 | 0.2.11 | :adv_dx_units: NECB_Default :analysis_id: 6a87033d-ede6-4783-acf8-880bd0e50e61 :analysis_name: baseline-2021-03-24 :boiler_eff: NECB_Default :btap_batch_version: 1.0.002 :building_type: RetailStandalone :compute_environment: aws_batch :datapoint_id: 5b926228-e3d7-4796-bc33-9513e3f48456 :daylighting_type: NECB_Default :dcv_type: NECB_Default :door_construction_cond: NECB_Default :ecm_system_name: NECB_Default :enable_costing: true :epw_file: CAN_ON_Toronto.Pearson.Intl.AP.716240_CWEC2016.epw :erv_package: NECB_Default :ext_floor_cond: NECB_Default :ext_roof_cond: NECB_Default :ext_wall_cond: NECB_Default :fdwr_set: NECB_Default :fixed_wind_solar_trans: NECB_Default :fixed_window_cond: NECB_Default :furnace_eff: NECB_Default :glass_door_cond: NECB_Default :glass_door_solar_trans: NECB_Default :ground_floor_cond: NECB_Default :ground_roof_cond: NECB_Default :ground_wall_cond: NECB_Default :lights_scale: NECB_Default :lights_type: NECB_Default :overhead_door_cond: NECB_Default :primary_heating_fuel: NaturalGas :pv_ground_azimuth_angle: NECB_Default :pv_ground_module_description: NECB_Default :pv_ground_tilt_angle: NECB_Default :pv_ground_total_area_pv_panels_m2: NECB_Default :pv_ground_type: NECB_Default :rotation_degrees: NECB_Default :run_annual_simulation: true :s3_bucket: '834599497928' :scale_x: NECB_Default :scale_y: NECB_Default :scale_z: NECB_Default :shw_eff: NECB_Default :skylight_cond: NECB_Default :skylight_solar_trans: NECB_Default :srr_set: NECB_Default :template: NECB2011 | 0 | TRUE | 932.6577 |  | https://s3.console.aws.amazon.com/s3/buckets/834599497928?region=ca-central-1&prefix=sara.gilani/baseline-2021-03-24/6a87033d-ede6-4783-acf8-880bd0e50e61/output/5b926228-e3d7-4796-bc33-9513e3f48456/ | 1.0.002 | 0 | 0 |  | 0 | 0 | tier_1 | 0
203 | 0 |  | NECB_Default | NECB_Default | NECB_Default | NECB_Default | NECB_Default | NECB_Default | NECB_Default | NECB_Default | QuickServiceRestaurant | NECB2011 | CAN_ON_Toronto.Pearson.Intl.AP.716240_CWEC2016.epw | Electricity | NECB_Default | NECB_Default | NECB_Default | NECB_Default | NECB_Default | NECB_Default | NECB_Default | NECB_Default | NECB_Default | NECB_Default | NECB_Default | NECB_Default | NECB_Default | NECB_Default | NECB_Default | NECB_Default | NECB_Default | NECB_Default | NECB_Default | NECB_Default | NECB_Default | NECB_Default | NECB_Default | NECB_Default | NECB_Default | NECB_Default | NECB_Default | aws_batch | 834599497928 | [5 empty] | baseline-2021-03-24 | 6a87033d-ede6-4783-acf8-880bd0e50e61 | TRUE | TRUE | b6abe445-f9bd-4712-ba66-4bae4297301c |  | 232.34 | 444.7457 | 40 | QuickServiceRestaurant |  |  | 0 | QuickServiceRestaurant | 1 |  | 1 | NECB2011 | 0.46263 | 961.3389 | 263.0011 | 18.3088 | 66.6988 | 52.3775 | 779.4371 | 379.0509 | TORONTO | ONTARIO | 7.7287 | 0 | 0 | 7.7287 | 61.9215 | 0 | 0 | 61.9215 | 0 | 0.078075 | 0 | 0 | 1.3916 | 0.15512 | 0 | 0.69764 | 0.10696 | 0.24111 | 0 | 0 | 1.3916 | 0.11268 | 208.6136 | 0 | Electricity | 40 | 0.757 | [5 empty] | 0.183 | 0.278 | 2.2 |  | 0 | Toronto Pearson Intl AP | CAN | 382 | 3615 | 43.677 | -79.631 | 5 | 3890 | ON | CAN_ON_Toronto.Pearson.Intl.AP.716240_CWEC2016.epw | 0 | 0.071628 | 0.0041092 | 26.18 | 0 | 17.4313 | 0.34213 | 0.019628 | 125.05 | 0.1 | 2021-03-24 15:15:09 +0000 | eef80c06 | 0.2.11 | :adv_dx_units: NECB_Default :analysis_id: 6a87033d-ede6-4783-acf8-880bd0e50e61 :analysis_name: baseline-2021-03-24 :boiler_eff: NECB_Default :btap_batch_version: 1.0.002 :building_type: QuickServiceRestaurant :compute_environment: aws_batch :datapoint_id: b6abe445-f9bd-4712-ba66-4bae4297301c :daylighting_type: NECB_Default :dcv_type: NECB_Default :door_construction_cond: NECB_Default :ecm_system_name: NECB_Default :enable_costing: true :epw_file: CAN_ON_Toronto.Pearson.Intl.AP.716240_CWEC2016.epw :erv_package: NECB_Default :ext_floor_cond: NECB_Default :ext_roof_cond: NECB_Default :ext_wall_cond: NECB_Default :fdwr_set: NECB_Default :fixed_wind_solar_trans: NECB_Default :fixed_window_cond: NECB_Default :furnace_eff: NECB_Default :glass_door_cond: NECB_Default :glass_door_solar_trans: NECB_Default :ground_floor_cond: NECB_Default :ground_roof_cond: NECB_Default :ground_wall_cond: NECB_Default :lights_scale: NECB_Default :lights_type: NECB_Default :overhead_door_cond: NECB_Default :primary_heating_fuel: Electricity :pv_ground_azimuth_angle: NECB_Default :pv_ground_module_description: NECB_Default :pv_ground_tilt_angle: NECB_Default :pv_ground_total_area_pv_panels_m2: NECB_Default :pv_ground_type: NECB_Default :rotation_degrees: NECB_Default :run_annual_simulation: true :s3_bucket: '834599497928' :scale_x: NECB_Default :scale_y: NECB_Default :scale_z: NECB_Default :shw_eff: NECB_Default :skylight_cond: NECB_Default :skylight_solar_trans: NECB_Default :srr_set: NECB_Default :template: NECB2011 | 0 | TRUE | 928.4014 |  | https://s3.console.aws.amazon.com/s3/buckets/834599497928?region=ca-central-1&prefix=sara.gilani/baseline-2021-03-24/6a87033d-ede6-4783-acf8-880bd0e50e61/output/b6abe445-f9bd-4712-ba66-4bae4297301c/ | 1.0.002 | 0 | 0 |  | 0 | 0 | tier_1 | 0
204 | 0 |  | NECB_Default | NECB_Default | NECB_Default | NECB_Default | NECB_Default | NECB_Default | NECB_Default | NECB_Default | FullServiceRestaurant | NECB2011 | CAN_AB_Calgary.Intl.AP.718770_CWEC2016.epw | Electricity | NECB_Default | NECB_Default | NECB_Default | NECB_Default | NECB_Default | NECB_Default | NECB_Default | NECB_Default | NECB_Default | NECB_Default | NECB_Default | NECB_Default | NECB_Default | NECB_Default | NECB_Default | NECB_Default | NECB_Default | NECB_Default | NECB_Default | NECB_Default | NECB_Default | NECB_Default | NECB_Default | NECB_Default | NECB_Default | NECB_Default | NECB_Default | aws_batch | 834599497928 | [5 empty] | baseline-2021-03-24 | 6a87033d-ede6-4783-acf8-880bd0e50e61 | TRUE | TRUE | e766625e-bb2e-4a42-939c-a88e4153aee0 |  | 511.15 | 845.2233 | 33.3 | FullServiceRestaurant |  |  | 0 | FullServiceRestaurant | 1 |  | 1 | NECB2011 | 0.35452 | 2384.1067 | 230.6528 | 12.163 | 66.3671 | 33.1817 | 594.8004 | 252.4357 | CALGARY | ALBERTA | 292.6216 | 0 | 0 | 292.6216 | 27.7344 | 0 | 0 | 27.7344 | 0 | 0.02332 | 0 | 0 | 1.3334 | 0.12059 | 0 | 0.76686 | 0.067162 | 0.19249 | 0 | 0 | 1.3334 | 0.16297 | 192.3716 | 0 | Electricity | 33.3 | 0.757 | [5 empty] | 0.162 | 0.21 | 2.2 |  | 0 | Calgary Intl AP | CAN | 64 | 4781 | 51.114 | -114.02 | 7a | 5000 | AB | CAN_AB_Calgary.Intl.AP.718770_CWEC2016.epw | 0 | 0.22791 | 0.0051618 | 83.3 | 0 | 44.1525 | 1.0393 | 0.023539 | 379.87 | 0.1 | 2021-03-24 15:15:13 +0000 | eef80c06 | 0.2.11 | :adv_dx_units: NECB_Default :analysis_id: 6a87033d-ede6-4783-acf8-880bd0e50e61 :analysis_name: baseline-2021-03-24 :boiler_eff: NECB_Default :btap_batch_version: 1.0.002 :building_type: FullServiceRestaurant :compute_environment: aws_batch :datapoint_id: e766625e-bb2e-4a42-939c-a88e4153aee0 :daylighting_type: NECB_Default :dcv_type: NECB_Default :door_construction_cond: NECB_Default :ecm_system_name: NECB_Default :enable_costing: true :epw_file: CAN_AB_Calgary.Intl.AP.718770_CWEC2016.epw :erv_package: NECB_Default :ext_floor_cond: NECB_Default :ext_roof_cond: NECB_Default :ext_wall_cond: NECB_Default :fdwr_set: NECB_Default :fixed_wind_solar_trans: NECB_Default :fixed_window_cond: NECB_Default :furnace_eff: NECB_Default :glass_door_cond: NECB_Default :glass_door_solar_trans: NECB_Default :ground_floor_cond: NECB_Default :ground_roof_cond: NECB_Default :ground_wall_cond: NECB_Default :lights_scale: NECB_Default :lights_type: NECB_Default :overhead_door_cond: NECB_Default :primary_heating_fuel: Electricity :pv_ground_azimuth_angle: NECB_Default :pv_ground_module_description: NECB_Default :pv_ground_tilt_angle: NECB_Default :pv_ground_total_area_pv_panels_m2: NECB_Default :pv_ground_type: NECB_Default :rotation_degrees: NECB_Default :run_annual_simulation: true :s3_bucket: '834599497928' :scale_x: NECB_Default :scale_y: NECB_Default :scale_z: NECB_Default :shw_eff: NECB_Default :skylight_cond: NECB_Default :skylight_solar_trans: NECB_Default :srr_set: NECB_Default :template: NECB2011 | 0 | TRUE | 929.079 |  | https://s3.console.aws.amazon.com/s3/buckets/834599497928?region=ca-central-1&prefix=sara.gilani/baseline-2021-03-24/6a87033d-ede6-4783-acf8-880bd0e50e61/output/e766625e-bb2e-4a42-939c-a88e4153aee0/ | 1.0.002 | 0 | 0 |  | 0 | 0 | tier_1 | 0
205 | 0 |  | NECB_Default | NECB_Default | NECB_Default | NECB_Default | NECB_Default | NECB_Default | NECB_Default | NECB_Default | QuickServiceRestaurant | NECB2015 | CAN_ON_Toronto.Pearson.Intl.AP.716240_CWEC2016.epw | Electricity | NECB_Default | NECB_Default | NECB_Default | NECB_Default | NECB_Default | NECB_Default | NECB_Default | NECB_Default | NECB_Default | NECB_Default | NECB_Default | NECB_Default | NECB_Default | NECB_Default | NECB_Default | NECB_Default | NECB_Default | NECB_Default | NECB_Default | NECB_Default | NECB_Default | NECB_Default | NECB_Default | NECB_Default | NECB_Default | NECB_Default | NECB_Default | aws_batch | 834599497928 | [5 empty] | baseline-2021-03-24 | 6a87033d-ede6-4783-acf8-880bd0e50e61 | TRUE | TRUE | 92726a2f-adc0-4a61-b6ea-31577225161d |  | 232.34 | 444.7457 | 40 | QuickServiceRestaurant |  |  | 0 | QuickServiceRestaurant | 1 |  | 1 | NECB2015 | 0.46263 | 961.3389 | 263.0011 | 18.3088 | 66.6988 | 52.3775 | 761.3351 | 360.9488 | TORONTO | ONTARIO | 6.8475 | 0 | 0 | 6.8475 | 54.8618 | 0 | 0 | 54.8618 | 0 | 0.078032 | 0 | 0 | 1.2328 | 0.1475 | 0 | 0.54872 | 0.10696 | 0.24021 | 0 | 0 | 1.2328 | 0.11143 | 178.569 | 0 | Electricity | 40 | 0.757 | [5 empty] | 0.183 | 0.278 | 2.2 |  | 0 | Toronto Pearson Intl AP | CAN | 382 | 3615 | 43.677 | -79.631 | 5 | 3890 | ON | CAN_ON_Toronto.Pearson.Intl.AP.716240_CWEC2016.epw | 0 | 0.070834 | 0.0040643 | 25.89 | 0 | 17.4284 | 0.33814 | 0.019402 | 123.59 | 0.1 | 2021-03-24 15:15:17 +0000 | eef80c06 | 0.2.11 | :adv_dx_units: NECB_Default :analysis_id: 6a87033d-ede6-4783-acf8-880bd0e50e61 :analysis_name: baseline-2021-03-24 :boiler_eff: NECB_Default :btap_batch_version: 1.0.002 :building_type: QuickServiceRestaurant :compute_environment: aws_batch :datapoint_id: 92726a2f-adc0-4a61-b6ea-31577225161d :daylighting_type: NECB_Default :dcv_type: NECB_Default :door_construction_cond: NECB_Default :ecm_system_name: NECB_Default :enable_costing: true :epw_file: CAN_ON_Toronto.Pearson.Intl.AP.716240_CWEC2016.epw :erv_package: NECB_Default :ext_floor_cond: NECB_Default :ext_roof_cond: NECB_Default :ext_wall_cond: NECB_Default :fdwr_set: NECB_Default :fixed_wind_solar_trans: NECB_Default :fixed_window_cond: NECB_Default :furnace_eff: NECB_Default :glass_door_cond: NECB_Default :glass_door_solar_trans: NECB_Default :ground_floor_cond: NECB_Default :ground_roof_cond: NECB_Default :ground_wall_cond: NECB_Default :lights_scale: NECB_Default :lights_type: NECB_Default :overhead_door_cond: NECB_Default :primary_heating_fuel: Electricity :pv_ground_azimuth_angle: NECB_Default :pv_ground_module_description: NECB_Default :pv_ground_tilt_angle: NECB_Default :pv_ground_total_area_pv_panels_m2: NECB_Default :pv_ground_type: NECB_Default :rotation_degrees: NECB_Default :run_annual_simulation: true :s3_bucket: '834599497928' :scale_x: NECB_Default :scale_y: NECB_Default :scale_z: NECB_Default :shw_eff: NECB_Default :skylight_cond: NECB_Default :skylight_solar_trans: NECB_Default :srr_set: NECB_Default :template: NECB2015 | 0 | TRUE | 930.4741 |  | https://s3.console.aws.amazon.com/s3/buckets/834599497928?region=ca-central-1&prefix=sara.gilani/baseline-2021-03-24/6a87033d-ede6-4783-acf8-880bd0e50e61/output/92726a2f-adc0-4a61-b6ea-31577225161d/ | 1.0.002 | 0 | 0 |  | 0 | 0 | tier_1 | 0
206 | 0 |  | NECB_Default | NECB_Default | NECB_Default | NECB_Default | NECB_Default | NECB_Default | NECB_Default | NECB_Default | QuickServiceRestaurant | NECB2011 | CAN_BC_Vancouver.Intl.AP.718920_CWEC2016.epw | Electricity | NECB_Default | NECB_Default | NECB_Default | NECB_Default | NECB_Default | NECB_Default | NECB_Default | NECB_Default | NECB_Default | NECB_Default | NECB_Default | NECB_Default | NECB_Default | NECB_Default | NECB_Default | NECB_Default | NECB_Default | NECB_Default | NECB_Default | NECB_Default | NECB_Default | NECB_Default | NECB_Default | NECB_Default | NECB_Default | NECB_Default | NECB_Default | aws_batch | 834599497928 | [5 empty] | baseline-2021-03-24 | 6a87033d-ede6-4783-acf8-880bd0e50e61 | TRUE | TRUE | e8b048cb-4b5f-4e21-8aed-c014761af2fd |  | 232.34 | 444.7457 | 40 | QuickServiceRestaurant |  |  | 0 | QuickServiceRestaurant | 1 |  | 1 | NECB2011 | 0.46263 | 961.3389 | 236.7387 | 13.8021 | 60.2688 | 51.6237 | 707.4206 | 344.9873 | VANCOUVER | BRITISH COLUMBIA | 3.2883 | 0 | 0 | 3.2883 | 32.8372 | 0 | 0 | 32.8372 | 0 | 0.037187 | 0 | 0 | 1.1604 | 0.14849 | 0 | 0.517 | 0.10696 | 0.24111 | 0 | 0 | 1.1604 | 0.10962 | 125.8473 | 0 | Electricity | 40 | 0.757 | [5 empty] | 0.227 | 0.315 | 2.4 |  | 0 | Vancouver Intl AP | CAN | 42 | 2797 | 49.195 | -123.184 | 4 | 2800 | BC | CAN_BC_Vancouver.Intl.AP.718920_CWEC2016.epw | 0 | 0.069685 | 0.0039977 | 25.47 | 0 | 17.4313 | 0.34213 | 0.019628 | 125.05 | 0.1 | 2021-03-24 15:15:05 +0000 | eef80c06 | 0.2.11 | :adv_dx_units: NECB_Default :analysis_id: 6a87033d-ede6-4783-acf8-880bd0e50e61 :analysis_name: baseline-2021-03-24 :boiler_eff: NECB_Default :btap_batch_version: 1.0.002 :building_type: QuickServiceRestaurant :compute_environment: aws_batch :datapoint_id: e8b048cb-4b5f-4e21-8aed-c014761af2fd :daylighting_type: NECB_Default :dcv_type: NECB_Default :door_construction_cond: NECB_Default :ecm_system_name: NECB_Default :enable_costing: true :epw_file: CAN_BC_Vancouver.Intl.AP.718920_CWEC2016.epw :erv_package: NECB_Default :ext_floor_cond: NECB_Default :ext_roof_cond: NECB_Default :ext_wall_cond: NECB_Default :fdwr_set: NECB_Default :fixed_wind_solar_trans: NECB_Default :fixed_window_cond: NECB_Default :furnace_eff: NECB_Default :glass_door_cond: NECB_Default :glass_door_solar_trans: NECB_Default :ground_floor_cond: NECB_Default :ground_roof_cond: NECB_Default :ground_wall_cond: NECB_Default :lights_scale: NECB_Default :lights_type: NECB_Default :overhead_door_cond: NECB_Default :primary_heating_fuel: Electricity :pv_ground_azimuth_angle: NECB_Default :pv_ground_module_description: NECB_Default :pv_ground_tilt_angle: NECB_Default :pv_ground_total_area_pv_panels_m2: NECB_Default :pv_ground_type: NECB_Default :rotation_degrees: NECB_Default :run_annual_simulation: true :s3_bucket: '834599497928' :scale_x: NECB_Default :scale_y: NECB_Default :scale_z: NECB_Default :shw_eff: NECB_Default :skylight_cond: NECB_Default :skylight_solar_trans: NECB_Default :srr_set: NECB_Default :template: NECB2011 | 0 | TRUE | 931.0999 |  | https://s3.console.aws.amazon.com/s3/buckets/834599497928?region=ca-central-1&prefix=sara.gilani/baseline-2021-03-24/6a87033d-ede6-4783-acf8-880bd0e50e61/output/e8b048cb-4b5f-4e21-8aed-c014761af2fd/ | 1.0.002 | 0 | 0 |  | 0 | 0 | tier_1 | 0
207 | 0 |  | NECB_Default | NECB_Default | NECB_Default | NECB_Default | NECB_Default | NECB_Default | NECB_Default | NECB_Default | FullServiceRestaurant | NECB2011 | CAN_QC_Montreal-Trudeau.Intl.AP.716270_CWEC2016.epw | Electricity | NECB_Default | NECB_Default | NECB_Default | NECB_Default | NECB_Default | NECB_Default | NECB_Default | NECB_Default | NECB_Default | NECB_Default | NECB_Default | NECB_Default | NECB_Default | NECB_Default | NECB_Default | NECB_Default | NECB_Default | NECB_Default | NECB_Default | NECB_Default | NECB_Default | NECB_Default | NECB_Default | NECB_Default | NECB_Default | NECB_Default | NECB_Default | aws_batch | 834599497928 | [5 empty] | baseline-2021-03-24 | 6a87033d-ede6-4783-acf8-880bd0e50e61 | TRUE | TRUE | 71a01587-0f85-4e8a-a8f2-bf56d5001f6c |  | 511.15 | 845.2233 | 37.3 | FullServiceRestaurant |  |  | 0 | FullServiceRestaurant | 1 |  | 1 | NECB2011 | 0.35452 | 2384.1067 | 229.7335 | 13.133 | 62.0486 | 33.138 | 600.3497 | 262.2965 | MONTREAL | QUEBEC | 0.55125 | 0 | 0 | 0.55125 | 35.109 | 0 | 0 | 35.109 | 0 | 0.057948 | 0 | 0 | 1.4185 | 0.11989 | 0 | 0.8262 | 0.067162 | 0.19249 | 0 | 0 | 1.4185 | 0.15487 | 215.1963 | 0 | Electricity | 37.3 | 0.757 | [5 empty] | 0.183 | 0.247 | 2.2 |  | 0 | Montreal-Trudeau Intl AP | CAN | 323 | 4090 | 45.471 | -73.741 | 6 | 4400 | QC | CAN_QC_Montreal-Trudeau.Intl.AP.716270_CWEC2016.epw | 0 | 0.21658 | 0.0049053 | 79.16 | 0 | 44.1525 | 1.0393 | 0.023539 | 379.87 | 0.1 | 2021-03-24 15:15:11 +0000 | eef80c06 | 0.2.11 | :adv_dx_units: NECB_Default :analysis_id: 6a87033d-ede6-4783-acf8-880bd0e50e61 :analysis_name: baseline-2021-03-24 :boiler_eff: NECB_Default :btap_batch_version: 1.0.002 :building_type: FullServiceRestaurant :compute_environment: aws_batch :datapoint_id: 71a01587-0f85-4e8a-a8f2-bf56d5001f6c :daylighting_type: NECB_Default :dcv_type: NECB_Default :door_construction_cond: NECB_Default :ecm_system_name: NECB_Default :enable_costing: true :epw_file: CAN_QC_Montreal-Trudeau.Intl.AP.716270_CWEC2016.epw :erv_package: NECB_Default :ext_floor_cond: NECB_Default :ext_roof_cond: NECB_Default :ext_wall_cond: NECB_Default :fdwr_set: NECB_Default :fixed_wind_solar_trans: NECB_Default :fixed_window_cond: NECB_Default :furnace_eff: NECB_Default :glass_door_cond: NECB_Default :glass_door_solar_trans: NECB_Default :ground_floor_cond: NECB_Default :ground_roof_cond: NECB_Default :ground_wall_cond: NECB_Default :lights_scale: NECB_Default :lights_type: NECB_Default :overhead_door_cond: NECB_Default :primary_heating_fuel: Electricity :pv_ground_azimuth_angle: NECB_Default :pv_ground_module_description: NECB_Default :pv_ground_tilt_angle: NECB_Default :pv_ground_total_area_pv_panels_m2: NECB_Default :pv_ground_type: NECB_Default :rotation_degrees: NECB_Default :run_annual_simulation: true :s3_bucket: '834599497928' :scale_x: NECB_Default :scale_y: NECB_Default :scale_z: NECB_Default :shw_eff: NECB_Default :skylight_cond: NECB_Default :skylight_solar_trans: NECB_Default :srr_set: NECB_Default :template: NECB2011 | 0 | TRUE | 930.197 |  | https://s3.console.aws.amazon.com/s3/buckets/834599497928?region=ca-central-1&prefix=sara.gilani/baseline-2021-03-24/6a87033d-ede6-4783-acf8-880bd0e50e61/output/71a01587-0f85-4e8a-a8f2-bf56d5001f6c/ | 1.0.002 | 0 | 0 |  | 0 | 0 | tier_1 | 0
208 | 0 |  | NECB_Default | NECB_Default | NECB_Default | NECB_Default | NECB_Default | NECB_Default | NECB_Default | NECB_Default | QuickServiceRestaurant | NECB2017 | CAN_NS_Halifax.Dockyard.713280_CWEC2016.epw | Electricity | NECB_Default | NECB_Default | NECB_Default | NECB_Default | NECB_Default | NECB_Default | NECB_Default | NECB_Default | NECB_Default | NECB_Default | NECB_Default | NECB_Default | NECB_Default | NECB_Default | NECB_Default | NECB_Default | NECB_Default | NECB_Default | NECB_Default | NECB_Default | NECB_Default | NECB_Default | NECB_Default | NECB_Default | NECB_Default | NECB_Default | NECB_Default | aws_batch | 834599497928 | [5 empty] | baseline-2021-03-24 | 6a87033d-ede6-4783-acf8-880bd0e50e61 | TRUE | TRUE | 99b51257-1f4c-4395-9df8-a9b73bfc8257 |  | 232.34 | 444.7457 | 40 | QuickServiceRestaurant |  |  | 0 | QuickServiceRestaurant | 1 |  | 1 | NECB2017 | 0.46263 | 961.3389 | 221.2557 | 13.8804 | 60.0213 | 51.1258 | 706.9514 | 360.6683 | HALIFAX | NOVA SCOTIA | 172.7875 | 0 | 0 | 172.7875 | 33.8868 | 0 | 0 | 33.8868 | 0 | 0.040931 | 0 | 0 | 0.85207 | 0.13584 | 0.043083 | 0.20401 | 0.10696 | 0.20806 | 0 | 0 | 0.85207 | 0.1132 | 97.7192 | 0 | Electricity | 40 | 0.757 | [5 empty] | 0.156 | 0.247 | 1.9 |  | 0 | Halifax Dockyard | CAN | 112 | 3647 | 44.655 | -63.577 | 6 | 4000 | NS | CAN_NS_Halifax.Dockyard.713280_CWEC2016.epw | 0 | 0.071956 | 0.0041287 | 26.3 | 0 | 17.4284 | 0.33814 | 0.019402 | 123.59 | 0.1 | 2021-03-24 15:15:19 +0000 | eef80c06 | 0.2.11 | :adv_dx_units: NECB_Default :analysis_id: 6a87033d-ede6-4783-acf8-880bd0e50e61 :analysis_name: baseline-2021-03-24 :boiler_eff: NECB_Default :btap_batch_version: 1.0.002 :building_type: QuickServiceRestaurant :compute_environment: aws_batch :datapoint_id: 99b51257-1f4c-4395-9df8-a9b73bfc8257 :daylighting_type: NECB_Default :dcv_type: NECB_Default :door_construction_cond: NECB_Default :ecm_system_name: NECB_Default :enable_costing: true :epw_file: CAN_NS_Halifax.Dockyard.713280_CWEC2016.epw :erv_package: NECB_Default :ext_floor_cond: NECB_Default :ext_roof_cond: NECB_Default :ext_wall_cond: NECB_Default :fdwr_set: NECB_Default :fixed_wind_solar_trans: NECB_Default :fixed_window_cond: NECB_Default :furnace_eff: NECB_Default :glass_door_cond: NECB_Default :glass_door_solar_trans: NECB_Default :ground_floor_cond: NECB_Default :ground_roof_cond: NECB_Default :ground_wall_cond: NECB_Default :lights_scale: NECB_Default :lights_type: NECB_Default :overhead_door_cond: NECB_Default :primary_heating_fuel: Electricity :pv_ground_azimuth_angle: NECB_Default :pv_ground_module_description: NECB_Default :pv_ground_tilt_angle: NECB_Default :pv_ground_total_area_pv_panels_m2: NECB_Default :pv_ground_type: NECB_Default :rotation_degrees: NECB_Default :run_annual_simulation: true :s3_bucket: '834599497928' :scale_x: NECB_Default :scale_y: NECB_Default :scale_z: NECB_Default :shw_eff: NECB_Default :skylight_cond: NECB_Default :skylight_solar_trans: NECB_Default :srr_set: NECB_Default :template: NECB2017 | 0 | TRUE | 931.6187 |  | https://s3.console.aws.amazon.com/s3/buckets/834599497928?region=ca-central-1&prefix=sara.gilani/baseline-2021-03-24/6a87033d-ede6-4783-acf8-880bd0e50e61/output/99b51257-1f4c-4395-9df8-a9b73bfc8257/ | 1.0.002 | 0 | 0 |  | 0 | 0 | tier_1 | 0
209 | 0 |  | NECB_Default | NECB_Default | NECB_Default | NECB_Default | NECB_Default | NECB_Default | NECB_Default | NECB_Default | QuickServiceRestaurant | NECB2015 | CAN_YT_Whitehorse.Intl.AP.719640_CWEC2016.epw | Electricity | NECB_Default | NECB_Default | NECB_Default | NECB_Default | NECB_Default | NECB_Default | NECB_Default | NECB_Default | NECB_Default | NECB_Default | NECB_Default | NECB_Default | NECB_Default | NECB_Default | NECB_Default | NECB_Default | NECB_Default | NECB_Default | NECB_Default | NECB_Default | NECB_Default | NECB_Default | NECB_Default | NECB_Default | NECB_Default | NECB_Default | NECB_Default | aws_batch | 834599497928 | [5 empty] | baseline-2021-03-24 | 6a87033d-ede6-4783-acf8-880bd0e50e61 | TRUE | TRUE | 5ab22c41-aa88-428b-b6c5-e2edb45325d6 |  | 232.34 | 444.7457 | 22.8 | QuickServiceRestaurant |  |  | 0 | QuickServiceRestaurant | 1 |  | 1 | NECB2015 | 0.46263 | 961.3389 | 195.4255 | 14.8049 | 59.5642 | 50.5598 | 598.5376 | 278.1832 | WHITEHORSE | YUKON | 24.2604 | 0 | 0 | 24.2604 | 55.5595 | 0 | 0 | 55.5595 | 0 | 0.015193 | 0 | 0 | 1.5598 | 0.11746 | 0 | 0.94887 | 0.10696 | 0.24021 | 0 | 0 | 1.5598 | 0.1311 | 221.2245 | 0 | Electricity | 22.8 | 0.757 | [5 empty] | 0.162 | 0.21 | 2.2 |  | 0 | Whitehorse Intl AP | CAN | 5 | 6491 | 60.709 | -135.069 | 7b | 6580 | YT | CAN_YT_Whitehorse.Intl.AP.719640_CWEC2016.epw | 0 | 0.083338 | 0.0047817 | 30.46 | 0 | 17.4284 | 0.33814 | 0.019402 | 123.59 | 0.1 | 2021-03-24 15:15:16 +0000 | eef80c06 | 0.2.11 | :adv_dx_units: NECB_Default :analysis_id: 6a87033d-ede6-4783-acf8-880bd0e50e61 :analysis_name: baseline-2021-03-24 :boiler_eff: NECB_Default :btap_batch_version: 1.0.002 :building_type: QuickServiceRestaurant :compute_environment: aws_batch :datapoint_id: 5ab22c41-aa88-428b-b6c5-e2edb45325d6 :daylighting_type: NECB_Default :dcv_type: NECB_Default :door_construction_cond: NECB_Default :ecm_system_name: NECB_Default :enable_costing: true :epw_file: CAN_YT_Whitehorse.Intl.AP.719640_CWEC2016.epw :erv_package: NECB_Default :ext_floor_cond: NECB_Default :ext_roof_cond: NECB_Default :ext_wall_cond: NECB_Default :fdwr_set: NECB_Default :fixed_wind_solar_trans: NECB_Default :fixed_window_cond: NECB_Default :furnace_eff: NECB_Default :glass_door_cond: NECB_Default :glass_door_solar_trans: NECB_Default :ground_floor_cond: NECB_Default :ground_roof_cond: NECB_Default :ground_wall_cond: NECB_Default :lights_scale: NECB_Default :lights_type: NECB_Default :overhead_door_cond: NECB_Default :primary_heating_fuel: Electricity :pv_ground_azimuth_angle: NECB_Default :pv_ground_module_description: NECB_Default :pv_ground_tilt_angle: NECB_Default :pv_ground_total_area_pv_panels_m2: NECB_Default :pv_ground_type: NECB_Default :rotation_degrees: NECB_Default :run_annual_simulation: true :s3_bucket: '834599497928' :scale_x: NECB_Default :scale_y: NECB_Default :scale_z: NECB_Default :shw_eff: NECB_Default :skylight_cond: NECB_Default :skylight_solar_trans: NECB_Default :srr_set: NECB_Default :template: NECB2015 | 0 | TRUE | 932.272 |  | https://s3.console.aws.amazon.com/s3/buckets/834599497928?region=ca-central-1&prefix=sara.gilani/baseline-2021-03-24/6a87033d-ede6-4783-acf8-880bd0e50e61/output/5ab22c41-aa88-428b-b6c5-e2edb45325d6/ | 1.0.002 | 0 | 0 |  | 0 | 0 | tier_1 | 0
210 | 0 |  | NECB_Default | NECB_Default | NECB_Default | NECB_Default | NECB_Default | NECB_Default | NECB_Default | NECB_Default | SecondarySchool | NECB2011 | CAN_QC_Montreal-Trudeau.Intl.AP.716270_CWEC2016.epw | NaturalGas | NECB_Default | NECB_Default | NECB_Default | NECB_Default | NECB_Default | NECB_Default | NECB_Default | NECB_Default | NECB_Default | NECB_Default | NECB_Default | NECB_Default | NECB_Default | NECB_Default | NECB_Default | NECB_Default | NECB_Default | NECB_Default | NECB_Default | NECB_Default | NECB_Default | NECB_Default | NECB_Default | NECB_Default | NECB_Default | NECB_Default | NECB_Default | aws_batch | 834599497928 | [5 empty] | baseline-2021-03-24 | 6a87033d-ede6-4783-acf8-880bd0e50e61 | TRUE | TRUE | 20552137-e789-4a37-aa70-ea773e92acf0 |  | 19592 | 17870 | 37.3 | SecondarySchool |  |  | 5 | SecondarySchool | 2 |  | 2 | NECB2011 | 0.18768 | 95216 | 131.7621 | 22.0089 | 67.2386 | 7.113 | 385.8441 | 157.7215 | MONTREAL | QUEBEC | 0.1284 | 25.5549 | 0 | 25.6833 | 8.1774 | 6.6939 | 0 | 14.8714 | 0 | 0.052948 | 0 | 0 | 0.3304 | 0.097341 | 0.0010377 | 0.40142 | 0.035323 | 0.14054 | 0.5173 | 0.003209 | 0.84771 | 0.11589 | 47.1048 | 152.7619 | Natural Gas | 37.3 | 0.757 | [5 empty] | 0.183 | 0.247 | 2.2 | 2.2 | 5 | Montreal-Trudeau Intl AP | CAN | 323 | 4090 | 45.471 | -73.741 | 6 | 4400 | QC | CAN_QC_Montreal-Trudeau.Intl.AP.716270_CWEC2016.epw | 0 | 0 | 0 | 0 | 2270.43 | 3977.9874 | 22.542 | 0.0056667 | 8239.09 | 0.1 | 2021-03-24 15:13:32 +0000 | eef80c06 | 0.2.11 | :adv_dx_units: NECB_Default :analysis_id: 6a87033d-ede6-4783-acf8-880bd0e50e61 :analysis_name: baseline-2021-03-24 :boiler_eff: NECB_Default :btap_batch_version: 1.0.002 :building_type: SecondarySchool :compute_environment: aws_batch :datapoint_id: 20552137-e789-4a37-aa70-ea773e92acf0 :daylighting_type: NECB_Default :dcv_type: NECB_Default :door_construction_cond: NECB_Default :ecm_system_name: NECB_Default :enable_costing: true :epw_file: CAN_QC_Montreal-Trudeau.Intl.AP.716270_CWEC2016.epw :erv_package: NECB_Default :ext_floor_cond: NECB_Default :ext_roof_cond: NECB_Default :ext_wall_cond: NECB_Default :fdwr_set: NECB_Default :fixed_wind_solar_trans: NECB_Default :fixed_window_cond: NECB_Default :furnace_eff: NECB_Default :glass_door_cond: NECB_Default :glass_door_solar_trans: NECB_Default :ground_floor_cond: NECB_Default :ground_roof_cond: NECB_Default :ground_wall_cond: NECB_Default :lights_scale: NECB_Default :lights_type: NECB_Default :overhead_door_cond: NECB_Default :primary_heating_fuel: NaturalGas :pv_ground_azimuth_angle: NECB_Default :pv_ground_module_description: NECB_Default :pv_ground_tilt_angle: NECB_Default :pv_ground_total_area_pv_panels_m2: NECB_Default :pv_ground_type: NECB_Default :rotation_degrees: NECB_Default :run_annual_simulation: true :s3_bucket: '834599497928' :scale_x: NECB_Default :scale_y: NECB_Default :scale_z: NECB_Default :shw_eff: NECB_Default :skylight_cond: NECB_Default :skylight_solar_trans: NECB_Default :srr_set: NECB_Default :template: NECB2011 | 0 | TRUE | 973.1316 |  | https://s3.console.aws.amazon.com/s3/buckets/834599497928?region=ca-central-1&prefix=sara.gilani/baseline-2021-03-24/6a87033d-ede6-4783-acf8-880bd0e50e61/output/20552137-e789-4a37-aa70-ea773e92acf0/ | 1.0.002 | 0 | 0 |  | 0 | 0 | tier_1 | 0
211 | 0 |  | NECB_Default | NECB_Default | NECB_Default | NECB_Default | NECB_Default | NECB_Default | NECB_Default | NECB_Default | SecondarySchool | NECB2017 | CAN_QC_Montreal-Trudeau.Intl.AP.716270_CWEC2016.epw | NaturalGas | NECB_Default | NECB_Default | NECB_Default | NECB_Default | NECB_Default | NECB_Default | NECB_Default | NECB_Default | NECB_Default | NECB_Default | NECB_Default | NECB_Default | NECB_Default | NECB_Default | NECB_Default | NECB_Default | NECB_Default | NECB_Default | NECB_Default | NECB_Default | NECB_Default | NECB_Default | NECB_Default | NECB_Default | NECB_Default | NECB_Default | NECB_Default | aws_batch | 834599497928 | [5 empty] | baseline-2021-03-24 | 6a87033d-ede6-4783-acf8-880bd0e50e61 | TRUE | TRUE | 25405eac-a302-49b7-bcdd-0331818a2b2b |  | 19592 | 17870 | 37.3 | SecondarySchool |  |  | 2 | SecondarySchool | 2 |  | 2 | NECB2017 | 0.18768 | 95216 | 135.7989 | 22.4614 | 59.8158 | 7.113 | 378.6964 | 153.5073 | MONTREAL | QUEBEC | 0.11111 | 16.904 | 0 | 17.0152 | 7.0765 | 4.4279 | 0 | 11.5044 | 0 | 0.043247 | 0 | 0 | 0.28592 | 0.081727 | 0.013331 | 0.2269 | 0.035421 | 0.10909 | 0.34219 | 0.0031069 | 0.6281 | 0.11528 | 41.3948 | 142.5111 | Natural Gas | 37.3 | 0.757 | [5 empty] | 0.156 | 0.247 | 1.9 | 1.9 | 2 | Montreal-Trudeau Intl AP | CAN | 323 | 4090 | 45.471 | -73.741 | 6 | 4400 | QC | CAN_QC_Montreal-Trudeau.Intl.AP.716270_CWEC2016.epw | 0 | 0 | 0 | 0 | 2258.58 | 3977.9111 | 22.3732 | 0.0056244 | 8177.42 | 0.1 | 2021-03-24 15:14:10 +0000 | eef80c06 | 0.2.11 | :adv_dx_units: NECB_Default :analysis_id: 6a87033d-ede6-4783-acf8-880bd0e50e61 :analysis_name: baseline-2021-03-24 :boiler_eff: NECB_Default :btap_batch_version: 1.0.002 :building_type: SecondarySchool :compute_environment: aws_batch :datapoint_id: 25405eac-a302-49b7-bcdd-0331818a2b2b :daylighting_type: NECB_Default :dcv_type: NECB_Default :door_construction_cond: NECB_Default :ecm_system_name: NECB_Default :enable_costing: true :epw_file: CAN_QC_Montreal-Trudeau.Intl.AP.716270_CWEC2016.epw :erv_package: NECB_Default :ext_floor_cond: NECB_Default :ext_roof_cond: NECB_Default :ext_wall_cond: NECB_Default :fdwr_set: NECB_Default :fixed_wind_solar_trans: NECB_Default :fixed_window_cond: NECB_Default :furnace_eff: NECB_Default :glass_door_cond: NECB_Default :glass_door_solar_trans: NECB_Default :ground_floor_cond: NECB_Default :ground_roof_cond: NECB_Default :ground_wall_cond: NECB_Default :lights_scale: NECB_Default :lights_type: NECB_Default :overhead_door_cond: NECB_Default :primary_heating_fuel: NaturalGas :pv_ground_azimuth_angle: NECB_Default :pv_ground_module_description: NECB_Default :pv_ground_tilt_angle: NECB_Default :pv_ground_total_area_pv_panels_m2: NECB_Default :pv_ground_type: NECB_Default :rotation_degrees: NECB_Default :run_annual_simulation: true :s3_bucket: '834599497928' :scale_x: NECB_Default :scale_y: NECB_Default :scale_z: NECB_Default :shw_eff: NECB_Default :skylight_cond: NECB_Default :skylight_solar_trans: NECB_Default :srr_set: NECB_Default :template: NECB2017 | 0 | TRUE | 974.0914 |  | https://s3.console.aws.amazon.com/s3/buckets/834599497928?region=ca-central-1&prefix=sara.gilani/baseline-2021-03-24/6a87033d-ede6-4783-acf8-880bd0e50e61/output/25405eac-a302-49b7-bcdd-0331818a2b2b/ | 1.0.002 | 0 | 0 |  | 0 | 0 | tier_1 | 0
212 | 0 |  | NECB_Default | NECB_Default | NECB_Default | NECB_Default | NECB_Default | NECB_Default | NECB_Default | NECB_Default | SecondarySchool | NECB2017 | CAN_NS_Halifax.Dockyard.713280_CWEC2016.epw | NaturalGas | NECB_Default | NECB_Default | NECB_Default | NECB_Default | NECB_Default | NECB_Default | NECB_Default | NECB_Default | NECB_Default | NECB_Default | NECB_Default | NECB_Default | NECB_Default | NECB_Default | NECB_Default | NECB_Default | NECB_Default | NECB_Default | NECB_Default | NECB_Default | NECB_Default | NECB_Default | NECB_Default | NECB_Default | NECB_Default | NECB_Default | NECB_Default | aws_batch | 834599497928 | [5 empty] | baseline-2021-03-24 | 6a87033d-ede6-4783-acf8-880bd0e50e61 | TRUE | TRUE | 88a85188-4bce-41c9-81e5-e931acbbfeb6 |  | 19592 | 17870 | 40 | SecondarySchool |  |  | 2 | SecondarySchool | 2 |  | 2 | NECB2017 | 0.18768 | 95216 | 117.1687 | 18.4744 | 57.8206 | 6.8627 | 342.9393 | 142.6129 | HALIFAX | NOVA SCOTIA | 53.2122 | 14.1263 | 0 | 67.3386 | 10.4359 | 3.5656 | 0 | 14.0015 | 0 | 0.020952 | 0 | 0 | 0.26241 | 0.082138 | 0.011727 | 0.17 | 0.035421 | 0.10909 | 0.28389 | 0.0030824 | 0.54629 | 0.11388 | 34.1922 | 66.7456 | Natural Gas | 40 | 0.757 | [5 empty] | 0.156 | 0.247 | 1.9 | 1.9 | 2 | Halifax Dockyard | CAN | 112 | 3647 | 44.655 | -63.577 | 6 | 4000 | NS | CAN_NS_Halifax.Dockyard.713280_CWEC2016.epw | 0 | 0 | 0 | 0 | 2231.21 | 3977.9111 | 22.3732 | 0.0056244 | 8177.42 | 0.1 | 2021-03-24 15:14:05 +0000 | eef80c06 | 0.2.11 | :adv_dx_units: NECB_Default :analysis_id: 6a87033d-ede6-4783-acf8-880bd0e50e61 :analysis_name: baseline-2021-03-24 :boiler_eff: NECB_Default :btap_batch_version: 1.0.002 :building_type: SecondarySchool :compute_environment: aws_batch :datapoint_id: 88a85188-4bce-41c9-81e5-e931acbbfeb6 :daylighting_type: NECB_Default :dcv_type: NECB_Default :door_construction_cond: NECB_Default :ecm_system_name: NECB_Default :enable_costing: true :epw_file: CAN_NS_Halifax.Dockyard.713280_CWEC2016.epw :erv_package: NECB_Default :ext_floor_cond: NECB_Default :ext_roof_cond: NECB_Default :ext_wall_cond: NECB_Default :fdwr_set: NECB_Default :fixed_wind_solar_trans: NECB_Default :fixed_window_cond: NECB_Default :furnace_eff: NECB_Default :glass_door_cond: NECB_Default :glass_door_solar_trans: NECB_Default :ground_floor_cond: NECB_Default :ground_roof_cond: NECB_Default :ground_wall_cond: NECB_Default :lights_scale: NECB_Default :lights_type: NECB_Default :overhead_door_cond: NECB_Default :primary_heating_fuel: NaturalGas :pv_ground_azimuth_angle: NECB_Default :pv_ground_module_description: NECB_Default :pv_ground_tilt_angle: NECB_Default :pv_ground_total_area_pv_panels_m2: NECB_Default :pv_ground_type: NECB_Default :rotation_degrees: NECB_Default :run_annual_simulation: true :s3_bucket: '834599497928' :scale_x: NECB_Default :scale_y: NECB_Default :scale_z: NECB_Default :shw_eff: NECB_Default :skylight_cond: NECB_Default :skylight_solar_trans: NECB_Default :srr_set: NECB_Default :template: NECB2017 | 0 | TRUE | 975.4705 |  | https://s3.console.aws.amazon.com/s3/buckets/834599497928?region=ca-central-1&prefix=sara.gilani/baseline-2021-03-24/6a87033d-ede6-4783-acf8-880bd0e50e61/output/88a85188-4bce-41c9-81e5-e931acbbfeb6/ | 1.0.002 | 0 | 0 |  | 0 | 0 | tier_1 | 0
213 | 0 |  | NECB_Default | NECB_Default | NECB_Default | NECB_Default | NECB_Default | NECB_Default | NECB_Default | NECB_Default | SecondarySchool | NECB2015 | CAN_NS_Halifax.Dockyard.713280_CWEC2016.epw | NaturalGas | NECB_Default | NECB_Default | NECB_Default | NECB_Default | NECB_Default | NECB_Default | NECB_Default | NECB_Default | NECB_Default | NECB_Default | NECB_Default | NECB_Default | NECB_Default | NECB_Default | NECB_Default | NECB_Default | NECB_Default | NECB_Default | NECB_Default | NECB_Default | NECB_Default | NECB_Default | NECB_Default | NECB_Default | NECB_Default | NECB_Default | NECB_Default | aws_batch | 834599497928 | [5 empty] | baseline-2021-03-24 | 6a87033d-ede6-4783-acf8-880bd0e50e61 | TRUE | TRUE | bfd073c1-3e4d-4724-a6f9-fdea4ba3b1cb |  | 19592 | 17870 | 40 | SecondarySchool |  |  | 5 | SecondarySchool | 2 |  | 2 | NECB2015 | 0.18768 | 95216 | 113.347 | 19.8346 | 66.2002 | 6.8627 | 351.1782 | 144.9337 | HALIFAX | NOVA SCOTIA | 60.1287 | 22.6825 | 0 | 82.8112 | 11.7924 | 5.7253 | 0 | 17.5176 | 0 | 0.025582 | 0 | 0 | 0.29651 | 0.095703 | 0 | 0.34212 | 0.035421 | 0.13671 | 0.45584 | 0.0030987 | 0.75235 | 0.11372 | 39.7553 | 118.6332 | Natural Gas | 40 | 0.757 | [5 empty] | 0.183 | 0.247 | 2.2 | 2.2 | 5 | Halifax Dockyard | CAN | 112 | 3647 | 44.655 | -63.577 | 6 | 4000 | NS | CAN_NS_Halifax.Dockyard.713280_CWEC2016.epw | 0 | 0 | 0 | 0 | 2227.95 | 3977.9111 | 22.3732 | 0.0056244 | 8177.42 | 0.1 | 2021-03-24 15:13:50 +0000 | eef80c06 | 0.2.11 | :adv_dx_units: NECB_Default :analysis_id: 6a87033d-ede6-4783-acf8-880bd0e50e61 :analysis_name: baseline-2021-03-24 :boiler_eff: NECB_Default :btap_batch_version: 1.0.002 :building_type: SecondarySchool :compute_environment: aws_batch :datapoint_id: bfd073c1-3e4d-4724-a6f9-fdea4ba3b1cb :daylighting_type: NECB_Default :dcv_type: NECB_Default :door_construction_cond: NECB_Default :ecm_system_name: NECB_Default :enable_costing: true :epw_file: CAN_NS_Halifax.Dockyard.713280_CWEC2016.epw :erv_package: NECB_Default :ext_floor_cond: NECB_Default :ext_roof_cond: NECB_Default :ext_wall_cond: NECB_Default :fdwr_set: NECB_Default :fixed_wind_solar_trans: NECB_Default :fixed_window_cond: NECB_Default :furnace_eff: NECB_Default :glass_door_cond: NECB_Default :glass_door_solar_trans: NECB_Default :ground_floor_cond: NECB_Default :ground_roof_cond: NECB_Default :ground_wall_cond: NECB_Default :lights_scale: NECB_Default :lights_type: NECB_Default :overhead_door_cond: NECB_Default :primary_heating_fuel: NaturalGas :pv_ground_azimuth_angle: NECB_Default :pv_ground_module_description: NECB_Default :pv_ground_tilt_angle: NECB_Default :pv_ground_total_area_pv_panels_m2: NECB_Default :pv_ground_type: NECB_Default :rotation_degrees: NECB_Default :run_annual_simulation: true :s3_bucket: '834599497928' :scale_x: NECB_Default :scale_y: NECB_Default :scale_z: NECB_Default :shw_eff: NECB_Default :skylight_cond: NECB_Default :skylight_solar_trans: NECB_Default :srr_set: NECB_Default :template: NECB2015 | 0 | TRUE | 975.7167 |  | https://s3.console.aws.amazon.com/s3/buckets/834599497928?region=ca-central-1&prefix=sara.gilani/baseline-2021-03-24/6a87033d-ede6-4783-acf8-880bd0e50e61/output/bfd073c1-3e4d-4724-a6f9-fdea4ba3b1cb/ | 1.0.002 | 0 | 0 |  | 0 | 0 | tier_1 | 0
214 | 0 |  | NECB_Default | NECB_Default | NECB_Default | NECB_Default | NECB_Default | NECB_Default | NECB_Default | NECB_Default | SecondarySchool | NECB2017 | CAN_BC_Vancouver.Intl.AP.718920_CWEC2016.epw | Electricity | NECB_Default | NECB_Default | NECB_Default | NECB_Default | NECB_Default | NECB_Default | NECB_Default | NECB_Default | NECB_Default | NECB_Default | NECB_Default | NECB_Default | NECB_Default | NECB_Default | NECB_Default | NECB_Default | NECB_Default | NECB_Default | NECB_Default | NECB_Default | NECB_Default | NECB_Default | NECB_Default | NECB_Default | NECB_Default | NECB_Default | NECB_Default | aws_batch | 834599497928 | [5 empty] | baseline-2021-03-24 | 6a87033d-ede6-4783-acf8-880bd0e50e61 | TRUE | TRUE | f218eb56-ce55-4b20-ab6d-b89c991930f1 |  | 19592 | 17870 | 40 | SecondarySchool |  |  | 2 | SecondarySchool | 2 |  | 2 | NECB2017 | 0.18768 | 95216 | 127.036 | 6.6539 | 58.0842 | 8.5694 | 356.282 | 155.9384 | VANCOUVER | BRITISH COLUMBIA | 1.2112 | 0 | 0 | 1.2112 | 12.0954 | 0 | 0 | 12.0954 | 0 | 0.017247 | 0 | 0 | 0.4274 | 0.082221 | 0.0091338 | 0.094482 | 0.035421 | 0.10909 | 0 | 0.0030232 | 0.4274 | 0.076784 | 52.612 | 0 | Electricity | 40 | 0.757 | [5 empty] | 0.193 | 0.315 | 2.1 | 2.1 | 2 | Vancouver Intl AP | CAN | 42 | 2797 | 49.195 | -123.184 | 4 | 2800 | BC | CAN_BC_Vancouver.Intl.AP.718920_CWEC2016.epw | 0 | 4.1159 | 0.0010347 | 1504.35 | 0 | 3977.9111 | 22.3732 | 0.0056244 | 8177.42 | 0.1 | 2021-03-24 15:14:02 +0000 | eef80c06 | 0.2.11 | :adv_dx_units: NECB_Default :analysis_id: 6a87033d-ede6-4783-acf8-880bd0e50e61 :analysis_name: baseline-2021-03-24 :boiler_eff: NECB_Default :btap_batch_version: 1.0.002 :building_type: SecondarySchool :compute_environment: aws_batch :datapoint_id: f218eb56-ce55-4b20-ab6d-b89c991930f1 :daylighting_type: NECB_Default :dcv_type: NECB_Default :door_construction_cond: NECB_Default :ecm_system_name: NECB_Default :enable_costing: true :epw_file: CAN_BC_Vancouver.Intl.AP.718920_CWEC2016.epw :erv_package: NECB_Default :ext_floor_cond: NECB_Default :ext_roof_cond: NECB_Default :ext_wall_cond: NECB_Default :fdwr_set: NECB_Default :fixed_wind_solar_trans: NECB_Default :fixed_window_cond: NECB_Default :furnace_eff: NECB_Default :glass_door_cond: NECB_Default :glass_door_solar_trans: NECB_Default :ground_floor_cond: NECB_Default :ground_roof_cond: NECB_Default :ground_wall_cond: NECB_Default :lights_scale: NECB_Default :lights_type: NECB_Default :overhead_door_cond: NECB_Default :primary_heating_fuel: Electricity :pv_ground_azimuth_angle: NECB_Default :pv_ground_module_description: NECB_Default :pv_ground_tilt_angle: NECB_Default :pv_ground_total_area_pv_panels_m2: NECB_Default :pv_ground_type: NECB_Default :rotation_degrees: NECB_Default :run_annual_simulation: true :s3_bucket: '834599497928' :scale_x: NECB_Default :scale_y: NECB_Default :scale_z: NECB_Default :shw_eff: NECB_Default :skylight_cond: NECB_Default :skylight_solar_trans: NECB_Default :srr_set: NECB_Default :template: NECB2017 | 0 | TRUE | 975.6758 |  | https://s3.console.aws.amazon.com/s3/buckets/834599497928?region=ca-central-1&prefix=sara.gilani/baseline-2021-03-24/6a87033d-ede6-4783-acf8-880bd0e50e61/output/f218eb56-ce55-4b20-ab6d-b89c991930f1/ | 1.0.002 | 0 | 0 |  | 0 | 0 | tier_1 | 0
215 | 0 |  | NECB_Default | NECB_Default | NECB_Default | NECB_Default | NECB_Default | NECB_Default | NECB_Default | NECB_Default | SecondarySchool | NECB2017 | CAN_NS_Halifax.Dockyard.713280_CWEC2016.epw | Electricity | NECB_Default | NECB_Default | NECB_Default | NECB_Default | NECB_Default | NECB_Default | NECB_Default | NECB_Default | NECB_Default | NECB_Default | NECB_Default | NECB_Default | NECB_Default | NECB_Default | NECB_Default | NECB_Default | NECB_Default | NECB_Default | NECB_Default | NECB_Default | NECB_Default | NECB_Default | NECB_Default | NECB_Default | NECB_Default | NECB_Default | NECB_Default | aws_batch | 834599497928 | [5 empty] | baseline-2021-03-24 | 6a87033d-ede6-4783-acf8-880bd0e50e61 | TRUE | TRUE | 42a7491d-f369-4108-9044-7dd1c294af61 |  | 19592 | 17870 | 40 | SecondarySchool |  |  | 2 | SecondarySchool | 2 |  | 2 | NECB2017 | 0.18768 | 95216 | 117.1687 | 7.0756 | 57.8206 | 8.5114 | 355.1243 | 164.5479 | HALIFAX | NOVA SCOTIA | 92.4412 | 0 | 0 | 92.4412 | 18.1294 | 0 | 0 | 18.1294 | 0 | 0.02055 | 0 | 0 | 0.45586 | 0.081388 | 0.011737 | 0.11412 | 0.035421 | 0.10909 | 0 | 0.0030232 | 0.45586 | 0.080536 | 59.8918 | 0 | Electricity | 40 | 0.757 | [5 empty] | 0.156 | 0.247 | 1.9 | 1.9 | 2 | Halifax Dockyard | CAN | 112 | 3647 | 44.655 | -63.577 | 6 | 4000 | NS | CAN_NS_Halifax.Dockyard.713280_CWEC2016.epw | 0 | 4.317 | 0.0010852 | 1577.87 | 0 | 3977.9111 | 22.3732 | 0.0056244 | 8177.42 | 0.1 | 2021-03-24 15:13:53 +0000 | eef80c06 | 0.2.11 | :adv_dx_units: NECB_Default :analysis_id: 6a87033d-ede6-4783-acf8-880bd0e50e61 :analysis_name: baseline-2021-03-24 :boiler_eff: NECB_Default :btap_batch_version: 1.0.002 :building_type: SecondarySchool :compute_environment: aws_batch :datapoint_id: 42a7491d-f369-4108-9044-7dd1c294af61 :daylighting_type: NECB_Default :dcv_type: NECB_Default :door_construction_cond: NECB_Default :ecm_system_name: NECB_Default :enable_costing: true :epw_file: CAN_NS_Halifax.Dockyard.713280_CWEC2016.epw :erv_package: NECB_Default :ext_floor_cond: NECB_Default :ext_roof_cond: NECB_Default :ext_wall_cond: NECB_Default :fdwr_set: NECB_Default :fixed_wind_solar_trans: NECB_Default :fixed_window_cond: NECB_Default :furnace_eff: NECB_Default :glass_door_cond: NECB_Default :glass_door_solar_trans: NECB_Default :ground_floor_cond: NECB_Default :ground_roof_cond: NECB_Default :ground_wall_cond: NECB_Default :lights_scale: NECB_Default :lights_type: NECB_Default :overhead_door_cond: NECB_Default :primary_heating_fuel: Electricity :pv_ground_azimuth_angle: NECB_Default :pv_ground_module_description: NECB_Default :pv_ground_tilt_angle: NECB_Default :pv_ground_total_area_pv_panels_m2: NECB_Default :pv_ground_type: NECB_Default :rotation_degrees: NECB_Default :run_annual_simulation: true :s3_bucket: '834599497928' :scale_x: NECB_Default :scale_y: NECB_Default :scale_z: NECB_Default :shw_eff: NECB_Default :skylight_cond: NECB_Default :skylight_solar_trans: NECB_Default :srr_set: NECB_Default :template: NECB2017 | 0 | TRUE | 975.8949 |  | https://s3.console.aws.amazon.com/s3/buckets/834599497928?region=ca-central-1&prefix=sara.gilani/baseline-2021-03-24/6a87033d-ede6-4783-acf8-880bd0e50e61/output/42a7491d-f369-4108-9044-7dd1c294af61/ | 1.0.002 | 0 | 0 |  | 0 | 0 | tier_1 | 0
216 | 0 |  | NECB_Default | NECB_Default | NECB_Default | NECB_Default | NECB_Default | NECB_Default | NECB_Default | NECB_Default | SecondarySchool | NECB2017 | CAN_YT_Whitehorse.Intl.AP.719640_CWEC2016.epw | Electricity | NECB_Default | NECB_Default | NECB_Default | NECB_Default | NECB_Default | NECB_Default | NECB_Default | NECB_Default | NECB_Default | NECB_Default | NECB_Default | NECB_Default | NECB_Default | NECB_Default | NECB_Default | NECB_Default | NECB_Default | NECB_Default | NECB_Default | NECB_Default | NECB_Default | NECB_Default | NECB_Default | NECB_Default | NECB_Default | NECB_Default | NECB_Default | aws_batch | 834599497928 | [5 empty] | baseline-2021-03-24 | 6a87033d-ede6-4783-acf8-880bd0e50e61 | TRUE | TRUE | af8be30d-5c0d-43d3-8617-08c4f987083d |  | 19592 | 17870 | 22.8 | SecondarySchool |  |  | 2 | SecondarySchool | 2 |  | 2 | NECB2017 | 0.18768 | 95216 | 109.3441 | 7.0461 | 57.1066 | 8.4347 | 337.849 | 155.9176 | WHITEHORSE | YUKON | 8.9384 | 0 | 0 | 8.9384 | 20.4702 | 0 | 0 | 20.4702 | 0 | 0.0052532 | 0 | 0 | 0.57468 | 0.070059 | 0.013222 | 0.24411 | 0.035421 | 0.10909 | 0 | 0.0030232 | 0.57468 | 0.094506 | 137.5667 | 0 | Electricity | 22.8 | 0.757 | [5 empty] | 0.138 | 0.21 | 1.9 | 1.9 | 2 | Whitehorse Intl AP | CAN | 5 | 6491 | 60.709 | -135.069 | 7b | 6580 | YT | CAN_YT_Whitehorse.Intl.AP.719640_CWEC2016.epw | 0 | 5.0658 | 0.0012735 | 1851.56 | 0 | 3977.9111 | 22.3732 | 0.0056244 | 8177.42 | 0.1 | 2021-03-24 15:13:58 +0000 | eef80c06 | 0.2.11 | :adv_dx_units: NECB_Default :analysis_id: 6a87033d-ede6-4783-acf8-880bd0e50e61 :analysis_name: baseline-2021-03-24 :boiler_eff: NECB_Default :btap_batch_version: 1.0.002 :building_type: SecondarySchool :compute_environment: aws_batch :datapoint_id: af8be30d-5c0d-43d3-8617-08c4f987083d :daylighting_type: NECB_Default :dcv_type: NECB_Default :door_construction_cond: NECB_Default :ecm_system_name: NECB_Default :enable_costing: true :epw_file: CAN_YT_Whitehorse.Intl.AP.719640_CWEC2016.epw :erv_package: NECB_Default :ext_floor_cond: NECB_Default :ext_roof_cond: NECB_Default :ext_wall_cond: NECB_Default :fdwr_set: NECB_Default :fixed_wind_solar_trans: NECB_Default :fixed_window_cond: NECB_Default :furnace_eff: NECB_Default :glass_door_cond: NECB_Default :glass_door_solar_trans: NECB_Default :ground_floor_cond: NECB_Default :ground_roof_cond: NECB_Default :ground_wall_cond: NECB_Default :lights_scale: NECB_Default :lights_type: NECB_Default :overhead_door_cond: NECB_Default :primary_heating_fuel: Electricity :pv_ground_azimuth_angle: NECB_Default :pv_ground_module_description: NECB_Default :pv_ground_tilt_angle: NECB_Default :pv_ground_total_area_pv_panels_m2: NECB_Default :pv_ground_type: NECB_Default :rotation_degrees: NECB_Default :run_annual_simulation: true :s3_bucket: '834599497928' :scale_x: NECB_Default :scale_y: NECB_Default :scale_z: NECB_Default :shw_eff: NECB_Default :skylight_cond: NECB_Default :skylight_solar_trans: NECB_Default :srr_set: NECB_Default :template: NECB2017 | 0 | TRUE | 975.3844 |  | https://s3.console.aws.amazon.com/s3/buckets/834599497928?region=ca-central-1&prefix=sara.gilani/baseline-2021-03-24/6a87033d-ede6-4783-acf8-880bd0e50e61/output/af8be30d-5c0d-43d3-8617-08c4f987083d/ | 1.0.002 | 0 | 0 |  | 0 | 0 | tier_1 | 0
217 | 0 |  | NECB_Default | NECB_Default | NECB_Default | NECB_Default | NECB_Default | NECB_Default | NECB_Default | NECB_Default | SecondarySchool | NECB2015 | CAN_BC_Vancouver.Intl.AP.718920_CWEC2016.epw | NaturalGas | NECB_Default | NECB_Default | NECB_Default | NECB_Default | NECB_Default | NECB_Default | NECB_Default | NECB_Default | NECB_Default | NECB_Default | NECB_Default | NECB_Default | NECB_Default | NECB_Default | NECB_Default | NECB_Default | NECB_Default | NECB_Default | NECB_Default | NECB_Default | NECB_Default | NECB_Default | NECB_Default | NECB_Default | NECB_Default | NECB_Default | NECB_Default | aws_batch | 834599497928 | [5 empty] | baseline-2021-03-24 | 6a87033d-ede6-4783-acf8-880bd0e50e61 | TRUE | TRUE | 53c3d61b-661e-4ac4-bb55-4f2003135087 |  | 19592 | 17870 | 40 | SecondarySchool |  |  | 5 | SecondarySchool | 2 |  | 2 | NECB2015 | 0.18768 | 95216 | 126.5291 | 18.6911 | 66.5274 | 6.96 | 361.9982 | 143.2906 | VANCOUVER | BRITISH COLUMBIA | 0.83519 | 17.7751 | 0 | 18.6103 | 8.3402 | 3.9877 | 0 | 12.3279 | 0 | 0.021519 | 0 | 0 | 0.29471 | 0.097974 | 0 | 0.24375 | 0.035421 | 0.13671 | 0.35258 | 0.0030854 | 0.64729 | 0.10883 | 38.3604 | 80.9358 | Natural Gas | 40 | 0.757 | [5 empty] | 0.227 | 0.315 | 2.4 | 2.4 | 5 | Vancouver Intl AP | CAN | 42 | 2797 | 49.195 | -123.184 | 4 | 2800 | BC | CAN_BC_Vancouver.Intl.AP.718920_CWEC2016.epw | 0 | 0 | 0 | 0 | 2132.17 | 3977.9111 | 22.3732 | 0.0056244 | 8177.42 | 0.1 | 2021-03-24 15:14:06 +0000 | eef80c06 | 0.2.11 | :adv_dx_units: NECB_Default :analysis_id: 6a87033d-ede6-4783-acf8-880bd0e50e61 :analysis_name: baseline-2021-03-24 :boiler_eff: NECB_Default :btap_batch_version: 1.0.002 :building_type: SecondarySchool :compute_environment: aws_batch :datapoint_id: 53c3d61b-661e-4ac4-bb55-4f2003135087 :daylighting_type: NECB_Default :dcv_type: NECB_Default :door_construction_cond: NECB_Default :ecm_system_name: NECB_Default :enable_costing: true :epw_file: CAN_BC_Vancouver.Intl.AP.718920_CWEC2016.epw :erv_package: NECB_Default :ext_floor_cond: NECB_Default :ext_roof_cond: NECB_Default :ext_wall_cond: NECB_Default :fdwr_set: NECB_Default :fixed_wind_solar_trans: NECB_Default :fixed_window_cond: NECB_Default :furnace_eff: NECB_Default :glass_door_cond: NECB_Default :glass_door_solar_trans: NECB_Default :ground_floor_cond: NECB_Default :ground_roof_cond: NECB_Default :ground_wall_cond: NECB_Default :lights_scale: NECB_Default :lights_type: NECB_Default :overhead_door_cond: NECB_Default :primary_heating_fuel: NaturalGas :pv_ground_azimuth_angle: NECB_Default :pv_ground_module_description: NECB_Default :pv_ground_tilt_angle: NECB_Default :pv_ground_total_area_pv_panels_m2: NECB_Default :pv_ground_type: NECB_Default :rotation_degrees: NECB_Default :run_annual_simulation: true :s3_bucket: '834599497928' :scale_x: NECB_Default :scale_y: NECB_Default :scale_z: NECB_Default :shw_eff: NECB_Default :skylight_cond: NECB_Default :skylight_solar_trans: NECB_Default :srr_set: NECB_Default :template: NECB2015 | 0 | TRUE | 976.5231 |  | https://s3.console.aws.amazon.com/s3/buckets/834599497928?region=ca-central-1&prefix=sara.gilani/baseline-2021-03-24/6a87033d-ede6-4783-acf8-880bd0e50e61/output/53c3d61b-661e-4ac4-bb55-4f2003135087/ | 1.0.002 | 0 | 0 |  | 0 | 0 | tier_1 | 0
218 | 0 |  | NECB_Default | NECB_Default | NECB_Default | NECB_Default | NECB_Default | NECB_Default | NECB_Default | NECB_Default | SecondarySchool | NECB2015 | CAN_QC_Montreal-Trudeau.Intl.AP.716270_CWEC2016.epw | NaturalGas | NECB_Default | NECB_Default | NECB_Default | NECB_Default | NECB_Default | NECB_Default | NECB_Default | NECB_Default | NECB_Default | NECB_Default | NECB_Default | NECB_Default | NECB_Default | NECB_Default | NECB_Default | NECB_Default | NECB_Default | NECB_Default | NECB_Default | NECB_Default | NECB_Default | NECB_Default | NECB_Default | NECB_Default | NECB_Default | NECB_Default | NECB_Default | aws_batch | 834599497928 | [5 empty] | baseline-2021-03-24 | 6a87033d-ede6-4783-acf8-880bd0e50e61 | TRUE | TRUE | 48d0453e-d5f2-4b8a-aff3-cf323f4e5bf6 |  | 19592 | 17870 | 37.3 | SecondarySchool |  |  | 5 | SecondarySchool | 2 |  | 2 | NECB2015 | 0.18768 | 95216 | 131.7621 | 22.1502 | 68.5268 | 7.113 | 386.7489 | 157.1968 | MONTREAL | QUEBEC | 0.12722 | 26.1744 | 0 | 26.3016 | 8.1026 | 6.8562 | 0 | 14.9587 | 0 | 0.053587 | 0 | 0 | 0.32738 | 0.09749 | 0.0010443 | 0.41474 | 0.035421 | 0.13671 | 0.52984 | 0.0031242 | 0.85722 | 0.11511 | 47.8739 | 157.4692 | Natural Gas | 37.3 | 0.757 | [5 empty] | 0.183 | 0.247 | 2.2 | 2.2 | 5 | Montreal-Trudeau Intl AP | CAN | 323 | 4090 | 45.471 | -73.741 | 6 | 4400 | QC | CAN_QC_Montreal-Trudeau.Intl.AP.716270_CWEC2016.epw | 0 | 0 | 0 | 0 | 2255.2 | 3977.9111 | 22.3732 | 0.0056244 | 8177.42 | 0.1 | 2021-03-24 15:14:07 +0000 | eef80c06 | 0.2.11 | :adv_dx_units: NECB_Default :analysis_id: 6a87033d-ede6-4783-acf8-880bd0e50e61 :analysis_name: baseline-2021-03-24 :boiler_eff: NECB_Default :btap_batch_version: 1.0.002 :building_type: SecondarySchool :compute_environment: aws_batch :datapoint_id: 48d0453e-d5f2-4b8a-aff3-cf323f4e5bf6 :daylighting_type: NECB_Default :dcv_type: NECB_Default :door_construction_cond: NECB_Default :ecm_system_name: NECB_Default :enable_costing: true :epw_file: CAN_QC_Montreal-Trudeau.Intl.AP.716270_CWEC2016.epw :erv_package: NECB_Default :ext_floor_cond: NECB_Default :ext_roof_cond: NECB_Default :ext_wall_cond: NECB_Default :fdwr_set: NECB_Default :fixed_wind_solar_trans: NECB_Default :fixed_window_cond: NECB_Default :furnace_eff: NECB_Default :glass_door_cond: NECB_Default :glass_door_solar_trans: NECB_Default :ground_floor_cond: NECB_Default :ground_roof_cond: NECB_Default :ground_wall_cond: NECB_Default :lights_scale: NECB_Default :lights_type: NECB_Default :overhead_door_cond: NECB_Default :primary_heating_fuel: NaturalGas :pv_ground_azimuth_angle: NECB_Default :pv_ground_module_description: NECB_Default :pv_ground_tilt_angle: NECB_Default :pv_ground_total_area_pv_panels_m2: NECB_Default :pv_ground_type: NECB_Default :rotation_degrees: NECB_Default :run_annual_simulation: true :s3_bucket: '834599497928' :scale_x: NECB_Default :scale_y: NECB_Default :scale_z: NECB_Default :shw_eff: NECB_Default :skylight_cond: NECB_Default :skylight_solar_trans: NECB_Default :srr_set: NECB_Default :template: NECB2015 | 0 | TRUE | 976.6581 |  | https://s3.console.aws.amazon.com/s3/buckets/834599497928?region=ca-central-1&prefix=sara.gilani/baseline-2021-03-24/6a87033d-ede6-4783-acf8-880bd0e50e61/output/48d0453e-d5f2-4b8a-aff3-cf323f4e5bf6/ | 1.0.002 | 0 | 0 |  | 0 | 0 | tier_1 | 0
219 | 0 |  | NECB_Default | NECB_Default | NECB_Default | NECB_Default | NECB_Default | NECB_Default | NECB_Default | NECB_Default | SecondarySchool | NECB2017 | CAN_ON_Toronto.Pearson.Intl.AP.716240_CWEC2016.epw | NaturalGas | NECB_Default | NECB_Default | NECB_Default | NECB_Default | NECB_Default | NECB_Default | NECB_Default | NECB_Default | NECB_Default | NECB_Default | NECB_Default | NECB_Default | NECB_Default | NECB_Default | NECB_Default | NECB_Default | NECB_Default | NECB_Default | NECB_Default | NECB_Default | NECB_Default | NECB_Default | NECB_Default | NECB_Default | NECB_Default | NECB_Default | NECB_Default | aws_batch | 834599497928 | [5 empty] | baseline-2021-03-24 | 6a87033d-ede6-4783-acf8-880bd0e50e61 | TRUE | TRUE | 6cd9af97-e978-417d-b1ed-dbc1e7982fc5 |  | 19592 | 17870 | 40 | SecondarySchool |  |  | 2 | SecondarySchool | 2 |  | 2 | NECB2017 | 0.18768 | 95216 | 143.8773 | 22.5145 | 64.4149 | 7.2049 | 396.3975 | 158.3859 | TORONTO | ONTARIO | 1.6274 | 14.5795 | 0 | 16.207 | 13.0389 | 2.5726 | 0 | 15.6114 | 0 | 0.047849 | 0 | 0 | 0.29301 | 0.084673 | 0.012881 | 0.18302 | 0.035421 | 0.10909 | 0.29502 | 0.0030977 | 0.58803 | 0.112 | 42.8168 | 86.3351 | Natural Gas | 40 | 0.757 | [5 empty] | 0.156 | 0.278 | 1.9 | 1.9 | 2 | Toronto Pearson Intl AP | CAN | 382 | 3615 | 43.677 | -79.631 | 5 | 3890 | ON | CAN_ON_Toronto.Pearson.Intl.AP.716240_CWEC2016.epw | 0 | 0 | 0 | 0 | 2194.21 | 3977.9111 | 22.3732 | 0.0056244 | 8177.42 | 0.1 | 2021-03-24 15:14:25 +0000 | eef80c06 | 0.2.11 | :adv_dx_units: NECB_Default :analysis_id: 6a87033d-ede6-4783-acf8-880bd0e50e61 :analysis_name: baseline-2021-03-24 :boiler_eff: NECB_Default :btap_batch_version: 1.0.002 :building_type: SecondarySchool :compute_environment: aws_batch :datapoint_id: 6cd9af97-e978-417d-b1ed-dbc1e7982fc5 :daylighting_type: NECB_Default :dcv_type: NECB_Default :door_construction_cond: NECB_Default :ecm_system_name: NECB_Default :enable_costing: true :epw_file: CAN_ON_Toronto.Pearson.Intl.AP.716240_CWEC2016.epw :erv_package: NECB_Default :ext_floor_cond: NECB_Default :ext_roof_cond: NECB_Default :ext_wall_cond: NECB_Default :fdwr_set: NECB_Default :fixed_wind_solar_trans: NECB_Default :fixed_window_cond: NECB_Default :furnace_eff: NECB_Default :glass_door_cond: NECB_Default :glass_door_solar_trans: NECB_Default :ground_floor_cond: NECB_Default :ground_roof_cond: NECB_Default :ground_wall_cond: NECB_Default :lights_scale: NECB_Default :lights_type: NECB_Default :overhead_door_cond: NECB_Default :primary_heating_fuel: NaturalGas :pv_ground_azimuth_angle: NECB_Default :pv_ground_module_description: NECB_Default :pv_ground_tilt_angle: NECB_Default :pv_ground_total_area_pv_panels_m2: NECB_Default :pv_ground_type: NECB_Default :rotation_degrees: NECB_Default :run_annual_simulation: true :s3_bucket: '834599497928' :scale_x: NECB_Default :scale_y: NECB_Default :scale_z: NECB_Default :shw_eff: NECB_Default :skylight_cond: NECB_Default :skylight_solar_trans: NECB_Default :srr_set: NECB_Default :template: NECB2017 | 0 | TRUE | 975.9798 |  | https://s3.console.aws.amazon.com/s3/buckets/834599497928?region=ca-central-1&prefix=sara.gilani/baseline-2021-03-24/6a87033d-ede6-4783-acf8-880bd0e50e61/output/6cd9af97-e978-417d-b1ed-dbc1e7982fc5/ | 1.0.002 | 0 | 0 |  | 0 | 0 | tier_1 | 0
220 | 0 |  | NECB_Default | NECB_Default | NECB_Default | NECB_Default | NECB_Default | NECB_Default | NECB_Default | NECB_Default | SecondarySchool | NECB2015 | CAN_AB_Calgary.Intl.AP.718770_CWEC2016.epw | NaturalGas | NECB_Default | NECB_Default | NECB_Default | NECB_Default | NECB_Default | NECB_Default | NECB_Default | NECB_Default | NECB_Default | NECB_Default | NECB_Default | NECB_Default | NECB_Default | NECB_Default | NECB_Default | NECB_Default | NECB_Default | NECB_Default | NECB_Default | NECB_Default | NECB_Default | NECB_Default | NECB_Default | NECB_Default | NECB_Default | NECB_Default | NECB_Default | aws_batch | 834599497928 | [5 empty] | baseline-2021-03-24 | 6a87033d-ede6-4783-acf8-880bd0e50e61 | TRUE | TRUE | 6116fa2d-0277-4524-8283-006c3061532c |  | 19592 | 17870 | 33.3 | SecondarySchool |  |  | 5 | SecondarySchool | 2 |  | 2 | NECB2015 | 0.18768 | 95216 | 133.5746 | 21.2145 | 73.5722 | 7.136 | 389.4756 | 153.9783 | CALGARY | ALBERTA | 66.7971 | 24.7103 | 0 | 91.5074 | 6.331 | 1.7629 | 0 | 8.0938 | 0 | 0.02463 | 0 | 0 | 0.30437 | 0.10385 | 0.00064108 | 0.36882 | 0.035421 | 0.13671 | 0.48968 | 0.0031217 | 0.79406 | 0.12086 | 40.8101 | 128.9861 | Natural Gas | 33.3 | 0.757 | [5 empty] | 0.162 | 0.21 | 2.2 | 2.2 | 5 | Calgary Intl AP | CAN | 64 | 4781 | 51.114 | -114.02 | 7a | 5000 | AB | CAN_AB_Calgary.Intl.AP.718770_CWEC2016.epw | 0 | 0 | 0 | 0 | 2367.96 | 3977.9111 | 22.3732 | 0.0056244 | 8177.42 | 0.1 | 2021-03-24 15:14:02 +0000 | eef80c06 | 0.2.11 | :adv_dx_units: NECB_Default :analysis_id: 6a87033d-ede6-4783-acf8-880bd0e50e61 :analysis_name: baseline-2021-03-24 :boiler_eff: NECB_Default :btap_batch_version: 1.0.002 :building_type: SecondarySchool :compute_environment: aws_batch :datapoint_id: 6116fa2d-0277-4524-8283-006c3061532c :daylighting_type: NECB_Default :dcv_type: NECB_Default :door_construction_cond: NECB_Default :ecm_system_name: NECB_Default :enable_costing: true :epw_file: CAN_AB_Calgary.Intl.AP.718770_CWEC2016.epw :erv_package: NECB_Default :ext_floor_cond: NECB_Default :ext_roof_cond: NECB_Default :ext_wall_cond: NECB_Default :fdwr_set: NECB_Default :fixed_wind_solar_trans: NECB_Default :fixed_window_cond: NECB_Default :furnace_eff: NECB_Default :glass_door_cond: NECB_Default :glass_door_solar_trans: NECB_Default :ground_floor_cond: NECB_Default :ground_roof_cond: NECB_Default :ground_wall_cond: NECB_Default :lights_scale: NECB_Default :lights_type: NECB_Default :overhead_door_cond: NECB_Default :primary_heating_fuel: NaturalGas :pv_ground_azimuth_angle: NECB_Default :pv_ground_module_description: NECB_Default :pv_ground_tilt_angle: NECB_Default :pv_ground_total_area_pv_panels_m2: NECB_Default :pv_ground_type: NECB_Default :rotation_degrees: NECB_Default :run_annual_simulation: true :s3_bucket: '834599497928' :scale_x: NECB_Default :scale_y: NECB_Default :scale_z: NECB_Default :shw_eff: NECB_Default :skylight_cond: NECB_Default :skylight_solar_trans: NECB_Default :srr_set: NECB_Default :template: NECB2015 | 0 | TRUE | 977.5316 |  | https://s3.console.aws.amazon.com/s3/buckets/834599497928?region=ca-central-1&prefix=sara.gilani/baseline-2021-03-24/6a87033d-ede6-4783-acf8-880bd0e50e61/output/6116fa2d-0277-4524-8283-006c3061532c/ | 1.0.002 | 0 | 0 |  | 0 | 0 | tier_1 | 0
221 | 0 |  | NECB_Default | NECB_Default | NECB_Default | NECB_Default | NECB_Default | NECB_Default | NECB_Default | NECB_Default | SecondarySchool | NECB2015 | CAN_AB_Edmonton.Intl.AP.711230_CWEC2016.epw | NaturalGas | NECB_Default | NECB_Default | NECB_Default | NECB_Default | NECB_Default | NECB_Default | NECB_Default | NECB_Default | NECB_Default | NECB_Default | NECB_Default | NECB_Default | NECB_Default | NECB_Default | NECB_Default | NECB_Default | NECB_Default | NECB_Default | NECB_Default | NECB_Default | NECB_Default | NECB_Default | NECB_Default | NECB_Default | NECB_Default | NECB_Default | NECB_Default | aws_batch | 834599497928 | [5 empty] | baseline-2021-03-24 | 6a87033d-ede6-4783-acf8-880bd0e50e61 | TRUE | TRUE | 5b9a73fe-0396-4222-b27d-8bae9f4850a7 |  | 19592 | 17870 | 32.5 | SecondarySchool |  |  | 5 | SecondarySchool | 2 |  | 2 | NECB2015 | 0.18768 | 95216 | 133.8936 | 21.5328 | 74.4578 | 7.136 | 388.4807 | 151.4605 | EDMONTON | ALBERTA | 64.9881 | 30.9704 | 0 | 95.9585 | 6.1595 | 2.2095 | 0 | 8.369 | 0 | 0.021901 | 0 | 0 | 0.29613 | 0.098054 | 0.00090598 | 0.48773 | 0.035421 | 0.13671 | 0.61374 | 0.0031401 | 0.90987 | 0.12601 | 40.1441 | 142.1398 | Natural Gas | 32.5 | 0.757 | [5 empty] | 0.162 | 0.21 | 2.2 | 2.2 | 5 | Edmonton Intl AP | CAN | 23 | 5588 | 53.31 | -113.579 | 7a | 5120 | AB | CAN_AB_Edmonton.Intl.AP.711230_CWEC2016.epw | 0 | 0 | 0 | 0 | 2468.71 | 3977.9111 | 22.3732 | 0.0056244 | 8177.42 | 0.1 | 2021-03-24 15:14:01 +0000 | eef80c06 | 0.2.11 | :adv_dx_units: NECB_Default :analysis_id: 6a87033d-ede6-4783-acf8-880bd0e50e61 :analysis_name: baseline-2021-03-24 :boiler_eff: NECB_Default :btap_batch_version: 1.0.002 :building_type: SecondarySchool :compute_environment: aws_batch :datapoint_id: 5b9a73fe-0396-4222-b27d-8bae9f4850a7 :daylighting_type: NECB_Default :dcv_type: NECB_Default :door_construction_cond: NECB_Default :ecm_system_name: NECB_Default :enable_costing: true :epw_file: CAN_AB_Edmonton.Intl.AP.711230_CWEC2016.epw :erv_package: NECB_Default :ext_floor_cond: NECB_Default :ext_roof_cond: NECB_Default :ext_wall_cond: NECB_Default :fdwr_set: NECB_Default :fixed_wind_solar_trans: NECB_Default :fixed_window_cond: NECB_Default :furnace_eff: NECB_Default :glass_door_cond: NECB_Default :glass_door_solar_trans: NECB_Default :ground_floor_cond: NECB_Default :ground_roof_cond: NECB_Default :ground_wall_cond: NECB_Default :lights_scale: NECB_Default :lights_type: NECB_Default :overhead_door_cond: NECB_Default :primary_heating_fuel: NaturalGas :pv_ground_azimuth_angle: NECB_Default :pv_ground_module_description: NECB_Default :pv_ground_tilt_angle: NECB_Default :pv_ground_total_area_pv_panels_m2: NECB_Default :pv_ground_type: NECB_Default :rotation_degrees: NECB_Default :run_annual_simulation: true :s3_bucket: '834599497928' :scale_x: NECB_Default :scale_y: NECB_Default :scale_z: NECB_Default :shw_eff: NECB_Default :skylight_cond: NECB_Default :skylight_solar_trans: NECB_Default :srr_set: NECB_Default :template: NECB2015 | 0 | TRUE | 977.6866 |  | https://s3.console.aws.amazon.com/s3/buckets/834599497928?region=ca-central-1&prefix=sara.gilani/baseline-2021-03-24/6a87033d-ede6-4783-acf8-880bd0e50e61/output/5b9a73fe-0396-4222-b27d-8bae9f4850a7/ | 1.0.002 | 0 | 0 |  | 0 | 0 | tier_1 | 0
222 | 0 |  | NECB_Default | NECB_Default | NECB_Default | NECB_Default | NECB_Default | NECB_Default | NECB_Default | NECB_Default | SecondarySchool | NECB2015 | CAN_ON_Toronto.Pearson.Intl.AP.716240_CWEC2016.epw | NaturalGas | NECB_Default | NECB_Default | NECB_Default | NECB_Default | NECB_Default | NECB_Default | NECB_Default | NECB_Default | NECB_Default | NECB_Default | NECB_Default | NECB_Default | NECB_Default | NECB_Default | NECB_Default | NECB_Default | NECB_Default | NECB_Default | NECB_Default | NECB_Default | NECB_Default | NECB_Default | NECB_Default | NECB_Default | NECB_Default | NECB_Default | NECB_Default | aws_batch | 834599497928 | [5 empty] | baseline-2021-03-24 | 6a87033d-ede6-4783-acf8-880bd0e50e61 | TRUE | TRUE | 20b4b77f-700e-4559-8a54-60a66a04a746 |  | 19592 | 17870 | 40 | SecondarySchool |  |  | 5 | SecondarySchool | 2 |  | 2 | NECB2015 | 0.18768 | 95216 | 139.5575 | 22.0651 | 73.9134 | 7.2049 | 403.9576 | 161.2167 | TORONTO | ONTARIO | 1.8641 | 23.0632 | 0 | 24.9273 | 14.935 | 4.0695 | 0 | 19.0045 | 0 | 0.059574 | 0 | 0 | 0.33562 | 0.1008 | 0 | 0.35487 | 0.035421 | 0.13671 | 0.46668 | 0.003113 | 0.8023 | 0.11182 | 49.7443 | 140.6772 | Natural Gas | 40 | 0.757 | [5 empty] | 0.183 | 0.278 | 2.2 | 2.2 | 5 | Toronto Pearson Intl AP | CAN | 382 | 3615 | 43.677 | -79.631 | 5 | 3890 | ON | CAN_ON_Toronto.Pearson.Intl.AP.716240_CWEC2016.epw | 0 | 0 | 0 | 0 | 2190.74 | 3977.9111 | 22.3732 | 0.0056244 | 8177.42 | 0.1 | 2021-03-24 15:14:12 +0000 | eef80c06 | 0.2.11 | :adv_dx_units: NECB_Default :analysis_id: 6a87033d-ede6-4783-acf8-880bd0e50e61 :analysis_name: baseline-2021-03-24 :boiler_eff: NECB_Default :btap_batch_version: 1.0.002 :building_type: SecondarySchool :compute_environment: aws_batch :datapoint_id: 20b4b77f-700e-4559-8a54-60a66a04a746 :daylighting_type: NECB_Default :dcv_type: NECB_Default :door_construction_cond: NECB_Default :ecm_system_name: NECB_Default :enable_costing: true :epw_file: CAN_ON_Toronto.Pearson.Intl.AP.716240_CWEC2016.epw :erv_package: NECB_Default :ext_floor_cond: NECB_Default :ext_roof_cond: NECB_Default :ext_wall_cond: NECB_Default :fdwr_set: NECB_Default :fixed_wind_solar_trans: NECB_Default :fixed_window_cond: NECB_Default :furnace_eff: NECB_Default :glass_door_cond: NECB_Default :glass_door_solar_trans: NECB_Default :ground_floor_cond: NECB_Default :ground_roof_cond: NECB_Default :ground_wall_cond: NECB_Default :lights_scale: NECB_Default :lights_type: NECB_Default :overhead_door_cond: NECB_Default :primary_heating_fuel: NaturalGas :pv_ground_azimuth_angle: NECB_Default :pv_ground_module_description: NECB_Default :pv_ground_tilt_angle: NECB_Default :pv_ground_total_area_pv_panels_m2: NECB_Default :pv_ground_type: NECB_Default :rotation_degrees: NECB_Default :run_annual_simulation: true :s3_bucket: '834599497928' :scale_x: NECB_Default :scale_y: NECB_Default :scale_z: NECB_Default :shw_eff: NECB_Default :skylight_cond: NECB_Default :skylight_solar_trans: NECB_Default :srr_set: NECB_Default :template: NECB2015 | 0 | TRUE | 977.8182 |  | https://s3.console.aws.amazon.com/s3/buckets/834599497928?region=ca-central-1&prefix=sara.gilani/baseline-2021-03-24/6a87033d-ede6-4783-acf8-880bd0e50e61/output/20b4b77f-700e-4559-8a54-60a66a04a746/ | 1.0.002 | 0 | 0 |  | 0 | 0 | tier_1 | 0
223 | 0 |  | NECB_Default | NECB_Default | NECB_Default | NECB_Default | NECB_Default | NECB_Default | NECB_Default | NECB_Default | SecondarySchool | NECB2017 | CAN_BC_Vancouver.Intl.AP.718920_CWEC2016.epw | NaturalGas | NECB_Default | NECB_Default | NECB_Default | NECB_Default | NECB_Default | NECB_Default | NECB_Default | NECB_Default | NECB_Default | NECB_Default | NECB_Default | NECB_Default | NECB_Default | NECB_Default | NECB_Default | NECB_Default | NECB_Default | NECB_Default | NECB_Default | NECB_Default | NECB_Default | NECB_Default | NECB_Default | NECB_Default | NECB_Default | NECB_Default | NECB_Default | aws_batch | 834599497928 | [5 empty] | baseline-2021-03-24 | 6a87033d-ede6-4783-acf8-880bd0e50e61 | TRUE | TRUE | 9302d8dd-72f2-4044-ab45-6fe0acca6a83 |  | 19592 | 17870 | 40 | SecondarySchool |  |  | 2 | SecondarySchool | 2 |  | 2 | NECB2017 | 0.18768 | 95216 | 127.036 | 17.5066 | 58.0842 | 6.96 | 345.524 | 135.9372 | VANCOUVER | BRITISH COLUMBIA | 0.72834 | 12.606 | 0 | 13.3344 | 7.2732 | 2.828 | 0 | 10.1013 | 0 | 0.017584 | 0 | 0 | 0.257 | 0.082715 | 0.0091277 | 0.14106 | 0.035421 | 0.10909 | 0.25005 | 0.0030717 | 0.50705 | 0.10899 | 33.2393 | 53.6666 | Natural Gas | 40 | 0.757 | [5 empty] | 0.193 | 0.315 | 2.1 | 2.1 | 2 | Vancouver Intl AP | CAN | 42 | 2797 | 49.195 | -123.184 | 4 | 2800 | BC | CAN_BC_Vancouver.Intl.AP.718920_CWEC2016.epw | 0 | 0 | 0 | 0 | 2135.24 | 3977.9111 | 22.3732 | 0.0056244 | 8177.42 | 0.1 | 2021-03-24 15:13:58 +0000 | eef80c06 | 0.2.11 | :adv_dx_units: NECB_Default :analysis_id: 6a87033d-ede6-4783-acf8-880bd0e50e61 :analysis_name: baseline-2021-03-24 :boiler_eff: NECB_Default :btap_batch_version: 1.0.002 :building_type: SecondarySchool :compute_environment: aws_batch :datapoint_id: 9302d8dd-72f2-4044-ab45-6fe0acca6a83 :daylighting_type: NECB_Default :dcv_type: NECB_Default :door_construction_cond: NECB_Default :ecm_system_name: NECB_Default :enable_costing: true :epw_file: CAN_BC_Vancouver.Intl.AP.718920_CWEC2016.epw :erv_package: NECB_Default :ext_floor_cond: NECB_Default :ext_roof_cond: NECB_Default :ext_wall_cond: NECB_Default :fdwr_set: NECB_Default :fixed_wind_solar_trans: NECB_Default :fixed_window_cond: NECB_Default :furnace_eff: NECB_Default :glass_door_cond: NECB_Default :glass_door_solar_trans: NECB_Default :ground_floor_cond: NECB_Default :ground_roof_cond: NECB_Default :ground_wall_cond: NECB_Default :lights_scale: NECB_Default :lights_type: NECB_Default :overhead_door_cond: NECB_Default :primary_heating_fuel: NaturalGas :pv_ground_azimuth_angle: NECB_Default :pv_ground_module_description: NECB_Default :pv_ground_tilt_angle: NECB_Default :pv_ground_total_area_pv_panels_m2: NECB_Default :pv_ground_type: NECB_Default :rotation_degrees: NECB_Default :run_annual_simulation: true :s3_bucket: '834599497928' :scale_x: NECB_Default :scale_y: NECB_Default :scale_z: NECB_Default :shw_eff: NECB_Default :skylight_cond: NECB_Default :skylight_solar_trans: NECB_Default :srr_set: NECB_Default :template: NECB2017 | 0 | TRUE | 977.6974 |  | https://s3.console.aws.amazon.com/s3/buckets/834599497928?region=ca-central-1&prefix=sara.gilani/baseline-2021-03-24/6a87033d-ede6-4783-acf8-880bd0e50e61/output/9302d8dd-72f2-4044-ab45-6fe0acca6a83/ | 1.0.002 | 0 | 0 |  | 0 | 0 | tier_1 | 0
224 | 0 |  | NECB_Default | NECB_Default | NECB_Default | NECB_Default | NECB_Default | NECB_Default | NECB_Default | NECB_Default | SecondarySchool | NECB2017 | CAN_AB_Calgary.Intl.AP.718770_CWEC2016.epw | Electricity | NECB_Default | NECB_Default | NECB_Default | NECB_Default | NECB_Default | NECB_Default | NECB_Default | NECB_Default | NECB_Default | NECB_Default | NECB_Default | NECB_Default | NECB_Default | NECB_Default | NECB_Default | NECB_Default | NECB_Default | NECB_Default | NECB_Default | NECB_Default | NECB_Default | NECB_Default | NECB_Default | NECB_Default | NECB_Default | NECB_Default | NECB_Default | aws_batch | 834599497928 | [5 empty] | baseline-2021-03-24 | 6a87033d-ede6-4783-acf8-880bd0e50e61 | TRUE | TRUE | 9c734aef-de52-4c16-a1be-3dbb21b5f880 |  | 19592 | 17870 | 33.3 | SecondarySchool |  |  | 2 | SecondarySchool | 2 |  | 2 | NECB2017 | 0.18768 | 95216 | 136.5006 | 8.3322 | 64.1069 | 8.6113 | 391.9994 | 174.4484 | CALGARY | ALBERTA | 105.9199 | 0 | 0 | 105.9199 | 10.039 | 0 | 0 | 10.039 | 0 | 0.019346 | 0 | 0 | 0.48264 | 0.085536 | 0.011516 | 0.13249 | 0.035421 | 0.10909 | 0 | 0.0030232 | 0.48264 | 0.086226 | 75.3522 | 0 | Electricity | 33.3 | 0.757 | [5 empty] | 0.138 | 0.21 | 1.9 | 1.9 | 2 | Calgary Intl AP | CAN | 64 | 4781 | 51.114 | -114.02 | 7a | 5000 | AB | CAN_AB_Calgary.Intl.AP.718770_CWEC2016.epw | 0 | 4.622 | 0.0011619 | 1689.33 | 0 | 3977.9111 | 22.3732 | 0.0056244 | 8177.42 | 0.1 | 2021-03-24 15:14:18 +0000 | eef80c06 | 0.2.11 | :adv_dx_units: NECB_Default :analysis_id: 6a87033d-ede6-4783-acf8-880bd0e50e61 :analysis_name: baseline-2021-03-24 :boiler_eff: NECB_Default :btap_batch_version: 1.0.002 :building_type: SecondarySchool :compute_environment: aws_batch :datapoint_id: 9c734aef-de52-4c16-a1be-3dbb21b5f880 :daylighting_type: NECB_Default :dcv_type: NECB_Default :door_construction_cond: NECB_Default :ecm_system_name: NECB_Default :enable_costing: true :epw_file: CAN_AB_Calgary.Intl.AP.718770_CWEC2016.epw :erv_package: NECB_Default :ext_floor_cond: NECB_Default :ext_roof_cond: NECB_Default :ext_wall_cond: NECB_Default :fdwr_set: NECB_Default :fixed_wind_solar_trans: NECB_Default :fixed_window_cond: NECB_Default :furnace_eff: NECB_Default :glass_door_cond: NECB_Default :glass_door_solar_trans: NECB_Default :ground_floor_cond: NECB_Default :ground_roof_cond: NECB_Default :ground_wall_cond: NECB_Default :lights_scale: NECB_Default :lights_type: NECB_Default :overhead_door_cond: NECB_Default :primary_heating_fuel: Electricity :pv_ground_azimuth_angle: NECB_Default :pv_ground_module_description: NECB_Default :pv_ground_tilt_angle: NECB_Default :pv_ground_total_area_pv_panels_m2: NECB_Default :pv_ground_type: NECB_Default :rotation_degrees: NECB_Default :run_annual_simulation: true :s3_bucket: '834599497928' :scale_x: NECB_Default :scale_y: NECB_Default :scale_z: NECB_Default :shw_eff: NECB_Default :skylight_cond: NECB_Default :skylight_solar_trans: NECB_Default :srr_set: NECB_Default :template: NECB2017 | 0 | TRUE | 977.8383 |  | https://s3.console.aws.amazon.com/s3/buckets/834599497928?region=ca-central-1&prefix=sara.gilani/baseline-2021-03-24/6a87033d-ede6-4783-acf8-880bd0e50e61/output/9c734aef-de52-4c16-a1be-3dbb21b5f880/ | 1.0.002 | 0 | 0 |  | 0 | 0 | tier_1 | 0
225 | 0 |  | NECB_Default | NECB_Default | NECB_Default | NECB_Default | NECB_Default | NECB_Default | NECB_Default | NECB_Default | Warehouse | NECB2011 | CAN_QC_Montreal-Trudeau.Intl.AP.716270_CWEC2016.epw | NaturalGas | NECB_Default | NECB_Default | NECB_Default | NECB_Default | NECB_Default | NECB_Default | NECB_Default | NECB_Default | NECB_Default | NECB_Default | NECB_Default | NECB_Default | NECB_Default | NECB_Default | NECB_Default | NECB_Default | NECB_Default | NECB_Default | NECB_Default | NECB_Default | NECB_Default | NECB_Default | NECB_Default | NECB_Default | NECB_Default | NECB_Default | NECB_Default | aws_batch | 834599497928 | [5 empty] | baseline-2021-03-24 | 6a87033d-ede6-4783-acf8-880bd0e50e61 | TRUE | TRUE | 21578ac7-0502-4ad5-828a-d945821f7499 |  | 4835.13 | 7095.2421 | 37.3 | Warehouse |  |  | 5 | Warehouse | 1 |  | 1 | NECB2011 | 0.18734 | 37873.9042 | 208.0614 | 34.1091 | 59.9006 | 3.0379 | 410.0995 | 104.9906 | MONTREAL | QUEBEC | 0.092097 | 13.5946 | 0 | 13.6867 | 5.8656 | 3.561 | 0 | 9.4266 | 0 | 0.045982 | 0 | 0 | 0.23699 | 0.088471 | 0 | 0.26245 | 0.017571 | 0.082012 | 0.27519 | 0.0029575 | 0.51219 | 0.012744 | 42.3066 | 112.8456 | Natural Gas | 37.3 | 0.757 | [5 empty] | 0.183 | 0.247 | 2.2 | 2.2 | 5 | Montreal-Trudeau Intl AP | CAN | 323 | 4090 | 45.471 | -73.741 | 6 | 4400 | QC | CAN_QC_Montreal-Trudeau.Intl.AP.716270_CWEC2016.epw | 0 | 0 | 0 | 0 | 61.62 | 71.8324 | 0.65218 | 0.0090791 | 238.37 | 0.1 | 2021-03-24 15:16:07 +0000 | eef80c06 | 0.2.11 | :adv_dx_units: NECB_Default :analysis_id: 6a87033d-ede6-4783-acf8-880bd0e50e61 :analysis_name: baseline-2021-03-24 :boiler_eff: NECB_Default :btap_batch_version: 1.0.002 :building_type: Warehouse :compute_environment: aws_batch :datapoint_id: 21578ac7-0502-4ad5-828a-d945821f7499 :daylighting_type: NECB_Default :dcv_type: NECB_Default :door_construction_cond: NECB_Default :ecm_system_name: NECB_Default :enable_costing: true :epw_file: CAN_QC_Montreal-Trudeau.Intl.AP.716270_CWEC2016.epw :erv_package: NECB_Default :ext_floor_cond: NECB_Default :ext_roof_cond: NECB_Default :ext_wall_cond: NECB_Default :fdwr_set: NECB_Default :fixed_wind_solar_trans: NECB_Default :fixed_window_cond: NECB_Default :furnace_eff: NECB_Default :glass_door_cond: NECB_Default :glass_door_solar_trans: NECB_Default :ground_floor_cond: NECB_Default :ground_roof_cond: NECB_Default :ground_wall_cond: NECB_Default :lights_scale: NECB_Default :lights_type: NECB_Default :overhead_door_cond: NECB_Default :primary_heating_fuel: NaturalGas :pv_ground_azimuth_angle: NECB_Default :pv_ground_module_description: NECB_Default :pv_ground_tilt_angle: NECB_Default :pv_ground_total_area_pv_panels_m2: NECB_Default :pv_ground_type: NECB_Default :rotation_degrees: NECB_Default :run_annual_simulation: true :s3_bucket: '834599497928' :scale_x: NECB_Default :scale_y: NECB_Default :scale_z: NECB_Default :shw_eff: NECB_Default :skylight_cond: NECB_Default :skylight_solar_trans: NECB_Default :srr_set: NECB_Default :template: NECB2011 | 0 | TRUE | 988.5699 |  | https://s3.console.aws.amazon.com/s3/buckets/834599497928?region=ca-central-1&prefix=sara.gilani/baseline-2021-03-24/6a87033d-ede6-4783-acf8-880bd0e50e61/output/21578ac7-0502-4ad5-828a-d945821f7499/ | 1.0.002 | 0 | 0 |  | 0 | 0 | tier_1 | 0
226 | 0 |  | NECB_Default | NECB_Default | NECB_Default | NECB_Default | NECB_Default | NECB_Default | NECB_Default | NECB_Default | Warehouse | NECB2011 | CAN_ON_Toronto.Pearson.Intl.AP.716240_CWEC2016.epw | Electricity | NECB_Default | NECB_Default | NECB_Default | NECB_Default | NECB_Default | NECB_Default | NECB_Default | NECB_Default | NECB_Default | NECB_Default | NECB_Default | NECB_Default | NECB_Default | NECB_Default | NECB_Default | NECB_Default | NECB_Default | NECB_Default | NECB_Default | NECB_Default | NECB_Default | NECB_Default | NECB_Default | NECB_Default | NECB_Default | NECB_Default | NECB_Default | aws_batch | 834599497928 | [5 empty] | baseline-2021-03-24 | 6a87033d-ede6-4783-acf8-880bd0e50e61 | TRUE | TRUE | 8b431d49-2c72-4771-a52a-8b8134bd8fca |  | 4835.13 | 7095.2421 | 40 | Warehouse |  |  | 5 | Warehouse | 1 |  | 1 | NECB2011 | 0.18734 | 37873.9042 | 223.6887 | 14.5335 | 64.9787 | 2.937 | 478.8885 | 172.7507 | TORONTO | ONTARIO | 2.4282 | 0 | 0 | 2.4282 | 19.4542 | 0 | 0 | 19.4542 | 0 | 0.051908 | 0 | 0 | 0.43718 | 0.095695 | 0 | 0.17992 | 0.017571 | 0.082012 | 0 | 2.0682e-06 | 0.43718 | 0.010068 | 102.7482 | 0 | Electricity | 40 | 0.757 | [5 empty] | 0.183 | 0.278 | 2.2 | 2.2 | 5 | Toronto Pearson Intl AP | CAN | 382 | 3615 | 43.677 | -79.631 | 5 | 3890 | ON | CAN_ON_Toronto.Pearson.Intl.AP.716240_CWEC2016.epw | 0 | 0.13319 | 0.0018541 | 48.68 | 0 | 71.8324 | 0.65218 | 0.0090791 | 238.37 | 0.1 | 2021-03-24 15:16:08 +0000 | eef80c06 | 0.2.11 | :adv_dx_units: NECB_Default :analysis_id: 6a87033d-ede6-4783-acf8-880bd0e50e61 :analysis_name: baseline-2021-03-24 :boiler_eff: NECB_Default :btap_batch_version: 1.0.002 :building_type: Warehouse :compute_environment: aws_batch :datapoint_id: 8b431d49-2c72-4771-a52a-8b8134bd8fca :daylighting_type: NECB_Default :dcv_type: NECB_Default :door_construction_cond: NECB_Default :ecm_system_name: NECB_Default :enable_costing: true :epw_file: CAN_ON_Toronto.Pearson.Intl.AP.716240_CWEC2016.epw :erv_package: NECB_Default :ext_floor_cond: NECB_Default :ext_roof_cond: NECB_Default :ext_wall_cond: NECB_Default :fdwr_set: NECB_Default :fixed_wind_solar_trans: NECB_Default :fixed_window_cond: NECB_Default :furnace_eff: NECB_Default :glass_door_cond: NECB_Default :glass_door_solar_trans: NECB_Default :ground_floor_cond: NECB_Default :ground_roof_cond: NECB_Default :ground_wall_cond: NECB_Default :lights_scale: NECB_Default :lights_type: NECB_Default :overhead_door_cond: NECB_Default :primary_heating_fuel: Electricity :pv_ground_azimuth_angle: NECB_Default :pv_ground_module_description: NECB_Default :pv_ground_tilt_angle: NECB_Default :pv_ground_total_area_pv_panels_m2: NECB_Default :pv_ground_type: NECB_Default :rotation_degrees: NECB_Default :run_annual_simulation: true :s3_bucket: '834599497928' :scale_x: NECB_Default :scale_y: NECB_Default :scale_z: NECB_Default :shw_eff: NECB_Default :skylight_cond: NECB_Default :skylight_solar_trans: NECB_Default :srr_set: NECB_Default :template: NECB2011 | 0 | TRUE | 988.9565 |  | https://s3.console.aws.amazon.com/s3/buckets/834599497928?region=ca-central-1&prefix=sara.gilani/baseline-2021-03-24/6a87033d-ede6-4783-acf8-880bd0e50e61/output/8b431d49-2c72-4771-a52a-8b8134bd8fca/ | 1.0.002 | 0 | 0 |  | 0 | 0 | tier_1 | 0
227 | 0 |  | NECB_Default | NECB_Default | NECB_Default | NECB_Default | NECB_Default | NECB_Default | NECB_Default | NECB_Default | Warehouse | NECB2011 | CAN_AB_Edmonton.Intl.AP.711230_CWEC2016.epw | Electricity | NECB_Default | NECB_Default | NECB_Default | NECB_Default | NECB_Default | NECB_Default | NECB_Default | NECB_Default | NECB_Default | NECB_Default | NECB_Default | NECB_Default | NECB_Default | NECB_Default | NECB_Default | NECB_Default | NECB_Default | NECB_Default | NECB_Default | NECB_Default | NECB_Default | NECB_Default | NECB_Default | NECB_Default | NECB_Default | NECB_Default | NECB_Default | aws_batch | 834599497928 | [5 empty] | baseline-2021-03-24 | 6a87033d-ede6-4783-acf8-880bd0e50e61 | TRUE | TRUE | 8457d7ed-7f32-43aa-ad2c-5bc53521f6b6 |  | 4835.13 | 7095.2421 | 32.5 | Warehouse |  |  | 5 | Warehouse | 1 |  | 1 | NECB2011 | 0.18734 | 37873.9042 | 209.0926 | 13.411 | 65.4355 | 2.9286 | 409.4603 | 118.5927 | EDMONTON | ALBERTA | 100.1889 | 0 | 0 | 100.1889 | 9.4958 | 0 | 0 | 9.4958 | 0 | 0.023975 | 0 | 0 | 0.45653 | 0.088482 | 0 | 0.23319 | 0.017571 | 0.082012 | 0 | 2.0682e-06 | 0.45653 | 0.011299 | 85.868 | 0 | Electricity | 32.5 | 0.757 | [5 empty] | 0.162 | 0.21 | 2.2 | 2.2 | 5 | Edmonton Intl AP | CAN | 23 | 5588 | 53.31 | -113.579 | 7a | 5120 | AB | CAN_AB_Edmonton.Intl.AP.711230_CWEC2016.epw | 0 | 0.14947 | 0.0020808 | 54.63 | 0 | 71.8324 | 0.65218 | 0.0090791 | 238.37 | 0.1 | 2021-03-24 15:16:00 +0000 | eef80c06 | 0.2.11 | :adv_dx_units: NECB_Default :analysis_id: 6a87033d-ede6-4783-acf8-880bd0e50e61 :analysis_name: baseline-2021-03-24 :boiler_eff: NECB_Default :btap_batch_version: 1.0.002 :building_type: Warehouse :compute_environment: aws_batch :datapoint_id: 8457d7ed-7f32-43aa-ad2c-5bc53521f6b6 :daylighting_type: NECB_Default :dcv_type: NECB_Default :door_construction_cond: NECB_Default :ecm_system_name: NECB_Default :enable_costing: true :epw_file: CAN_AB_Edmonton.Intl.AP.711230_CWEC2016.epw :erv_package: NECB_Default :ext_floor_cond: NECB_Default :ext_roof_cond: NECB_Default :ext_wall_cond: NECB_Default :fdwr_set: NECB_Default :fixed_wind_solar_trans: NECB_Default :fixed_window_cond: NECB_Default :furnace_eff: NECB_Default :glass_door_cond: NECB_Default :glass_door_solar_trans: NECB_Default :ground_floor_cond: NECB_Default :ground_roof_cond: NECB_Default :ground_wall_cond: NECB_Default :lights_scale: NECB_Default :lights_type: NECB_Default :overhead_door_cond: NECB_Default :primary_heating_fuel: Electricity :pv_ground_azimuth_angle: NECB_Default :pv_ground_module_description: NECB_Default :pv_ground_tilt_angle: NECB_Default :pv_ground_total_area_pv_panels_m2: NECB_Default :pv_ground_type: NECB_Default :rotation_degrees: NECB_Default :run_annual_simulation: true :s3_bucket: '834599497928' :scale_x: NECB_Default :scale_y: NECB_Default :scale_z: NECB_Default :shw_eff: NECB_Default :skylight_cond: NECB_Default :skylight_solar_trans: NECB_Default :srr_set: NECB_Default :template: NECB2011 | 0 | TRUE | 990.3758 |  | https://s3.console.aws.amazon.com/s3/buckets/834599497928?region=ca-central-1&prefix=sara.gilani/baseline-2021-03-24/6a87033d-ede6-4783-acf8-880bd0e50e61/output/8457d7ed-7f32-43aa-ad2c-5bc53521f6b6/ | 1.0.002 | 0 | 0 |  | 0 | 0 | tier_1 | 0
228 | 0 |  | NECB_Default | NECB_Default | NECB_Default | NECB_Default | NECB_Default | NECB_Default | NECB_Default | NECB_Default | Warehouse | NECB2011 | CAN_NS_Halifax.Dockyard.713280_CWEC2016.epw | Electricity | NECB_Default | NECB_Default | NECB_Default | NECB_Default | NECB_Default | NECB_Default | NECB_Default | NECB_Default | NECB_Default | NECB_Default | NECB_Default | NECB_Default | NECB_Default | NECB_Default | NECB_Default | NECB_Default | NECB_Default | NECB_Default | NECB_Default | NECB_Default | NECB_Default | NECB_Default | NECB_Default | NECB_Default | NECB_Default | NECB_Default | NECB_Default | aws_batch | 834599497928 | [5 empty] | baseline-2021-03-24 | 6a87033d-ede6-4783-acf8-880bd0e50e61 | TRUE | TRUE | 4b6d849e-6652-4535-baab-45d607531d07 |  | 4835.13 | 7095.2421 | 40 | Warehouse |  |  | 5 | Warehouse | 1 |  | 1 | NECB2011 | 0.18734 | 37873.9042 | 180.5761 | 11.6106 | 57.7387 | 2.8189 | 364.9061 | 112.1617 | HALIFAX | NOVA SCOTIA | 75.9442 | 0 | 0 | 75.9442 | 14.8941 | 0 | 0 | 14.8941 | 0 | 0.026587 | 0 | 0 | 0.37451 | 0.084556 | 0 | 0.15354 | 0.017571 | 0.082012 | 0 | 2.0682e-06 | 0.37451 | 0.010233 | 95.5634 | 0 | Electricity | 40 | 0.757 | [5 empty] | 0.183 | 0.247 | 2.2 | 2.2 | 5 | Halifax Dockyard | CAN | 112 | 3647 | 44.655 | -63.577 | 6 | 4000 | NS | CAN_NS_Halifax.Dockyard.713280_CWEC2016.epw | 0 | 0.13538 | 0.0018846 | 49.48 | 0 | 71.8324 | 0.65218 | 0.0090791 | 238.37 | 0.1 | 2021-03-24 15:16:08 +0000 | eef80c06 | 0.2.11 | :adv_dx_units: NECB_Default :analysis_id: 6a87033d-ede6-4783-acf8-880bd0e50e61 :analysis_name: baseline-2021-03-24 :boiler_eff: NECB_Default :btap_batch_version: 1.0.002 :building_type: Warehouse :compute_environment: aws_batch :datapoint_id: 4b6d849e-6652-4535-baab-45d607531d07 :daylighting_type: NECB_Default :dcv_type: NECB_Default :door_construction_cond: NECB_Default :ecm_system_name: NECB_Default :enable_costing: true :epw_file: CAN_NS_Halifax.Dockyard.713280_CWEC2016.epw :erv_package: NECB_Default :ext_floor_cond: NECB_Default :ext_roof_cond: NECB_Default :ext_wall_cond: NECB_Default :fdwr_set: NECB_Default :fixed_wind_solar_trans: NECB_Default :fixed_window_cond: NECB_Default :furnace_eff: NECB_Default :glass_door_cond: NECB_Default :glass_door_solar_trans: NECB_Default :ground_floor_cond: NECB_Default :ground_roof_cond: NECB_Default :ground_wall_cond: NECB_Default :lights_scale: NECB_Default :lights_type: NECB_Default :overhead_door_cond: NECB_Default :primary_heating_fuel: Electricity :pv_ground_azimuth_angle: NECB_Default :pv_ground_module_description: NECB_Default :pv_ground_tilt_angle: NECB_Default :pv_ground_total_area_pv_panels_m2: NECB_Default :pv_ground_type: NECB_Default :rotation_degrees: NECB_Default :run_annual_simulation: true :s3_bucket: '834599497928' :scale_x: NECB_Default :scale_y: NECB_Default :scale_z: NECB_Default :shw_eff: NECB_Default :skylight_cond: NECB_Default :skylight_solar_trans: NECB_Default :srr_set: NECB_Default :template: NECB2011 | 0 | TRUE | 991.1473 |  | https://s3.console.aws.amazon.com/s3/buckets/834599497928?region=ca-central-1&prefix=sara.gilani/baseline-2021-03-24/6a87033d-ede6-4783-acf8-880bd0e50e61/output/4b6d849e-6652-4535-baab-45d607531d07/ | 1.0.002 | 0 | 0 |  | 0 | 0 | tier_1 | 0
229 | 0 |  | NECB_Default | NECB_Default | NECB_Default | NECB_Default | NECB_Default | NECB_Default | NECB_Default | NECB_Default | Warehouse | NECB2011 | CAN_BC_Vancouver.Intl.AP.718920_CWEC2016.epw | Electricity | NECB_Default | NECB_Default | NECB_Default | NECB_Default | NECB_Default | NECB_Default | NECB_Default | NECB_Default | NECB_Default | NECB_Default | NECB_Default | NECB_Default | NECB_Default | NECB_Default | NECB_Default | NECB_Default | NECB_Default | NECB_Default | NECB_Default | NECB_Default | NECB_Default | NECB_Default | NECB_Default | NECB_Default | NECB_Default | NECB_Default | NECB_Default | aws_batch | 834599497928 | [5 empty] | baseline-2021-03-24 | 6a87033d-ede6-4783-acf8-880bd0e50e61 | TRUE | TRUE | 9d64bdc2-3bfe-4c25-9da6-e5407e6e66da |  | 4835.13 | 7095.2421 | 40 | Warehouse |  |  | 5 | Warehouse | 1 |  | 1 | NECB2011 | 0.18734 | 37873.9042 | 201.0916 | 10.737 | 58.1037 | 2.8471 | 386.8079 | 114.0285 | VANCOUVER | BRITISH COLUMBIA | 0.99525 | 0 | 0 | 0.99525 | 9.9386 | 0 | 0 | 9.9386 | 0 | 0.025604 | 0 | 0 | 0.35119 | 0.086608 | 0 | 0.12961 | 0.017571 | 0.082012 | 0 | 2.0682e-06 | 0.35119 | 0.0097846 | 100.4091 | 0 | Electricity | 40 | 0.757 | [5 empty] | 0.227 | 0.315 | 2.4 | 2.4 | 5 | Vancouver Intl AP | CAN | 42 | 2797 | 49.195 | -123.184 | 4 | 2800 | BC | CAN_BC_Vancouver.Intl.AP.718920_CWEC2016.epw | 0 | 0.12944 | 0.001802 | 47.31 | 0 | 71.8324 | 0.65218 | 0.0090791 | 238.37 | 0.1 | 2021-03-24 15:16:07 +0000 | eef80c06 | 0.2.11 | :adv_dx_units: NECB_Default :analysis_id: 6a87033d-ede6-4783-acf8-880bd0e50e61 :analysis_name: baseline-2021-03-24 :boiler_eff: NECB_Default :btap_batch_version: 1.0.002 :building_type: Warehouse :compute_environment: aws_batch :datapoint_id: 9d64bdc2-3bfe-4c25-9da6-e5407e6e66da :daylighting_type: NECB_Default :dcv_type: NECB_Default :door_construction_cond: NECB_Default :ecm_system_name: NECB_Default :enable_costing: true :epw_file: CAN_BC_Vancouver.Intl.AP.718920_CWEC2016.epw :erv_package: NECB_Default :ext_floor_cond: NECB_Default :ext_roof_cond: NECB_Default :ext_wall_cond: NECB_Default :fdwr_set: NECB_Default :fixed_wind_solar_trans: NECB_Default :fixed_window_cond: NECB_Default :furnace_eff: NECB_Default :glass_door_cond: NECB_Default :glass_door_solar_trans: NECB_Default :ground_floor_cond: NECB_Default :ground_roof_cond: NECB_Default :ground_wall_cond: NECB_Default :lights_scale: NECB_Default :lights_type: NECB_Default :overhead_door_cond: NECB_Default :primary_heating_fuel: Electricity :pv_ground_azimuth_angle: NECB_Default :pv_ground_module_description: NECB_Default :pv_ground_tilt_angle: NECB_Default :pv_ground_total_area_pv_panels_m2: NECB_Default :pv_ground_type: NECB_Default :rotation_degrees: NECB_Default :run_annual_simulation: true :s3_bucket: '834599497928' :scale_x: NECB_Default :scale_y: NECB_Default :scale_z: NECB_Default :shw_eff: NECB_Default :skylight_cond: NECB_Default :skylight_solar_trans: NECB_Default :srr_set: NECB_Default :template: NECB2011 | 0 | TRUE | 990.8385 |  | https://s3.console.aws.amazon.com/s3/buckets/834599497928?region=ca-central-1&prefix=sara.gilani/baseline-2021-03-24/6a87033d-ede6-4783-acf8-880bd0e50e61/output/9d64bdc2-3bfe-4c25-9da6-e5407e6e66da/ | 1.0.002 | 0 | 0 |  | 0 | 0 | tier_1 | 0
230 | 0 |  | NECB_Default | NECB_Default | NECB_Default | NECB_Default | NECB_Default | NECB_Default | NECB_Default | NECB_Default | Warehouse | NECB2015 | CAN_AB_Edmonton.Intl.AP.711230_CWEC2016.epw | Electricity | NECB_Default | NECB_Default | NECB_Default | NECB_Default | NECB_Default | NECB_Default | NECB_Default | NECB_Default | NECB_Default | NECB_Default | NECB_Default | NECB_Default | NECB_Default | NECB_Default | NECB_Default | NECB_Default | NECB_Default | NECB_Default | NECB_Default | NECB_Default | NECB_Default | NECB_Default | NECB_Default | NECB_Default | NECB_Default | NECB_Default | NECB_Default | aws_batch | 834599497928 | [5 empty] | baseline-2021-03-24 | 6a87033d-ede6-4783-acf8-880bd0e50e61 | TRUE | TRUE | 3f37259e-241c-4f49-9c76-678fac552caf |  | 4835.13 | 7095.2421 | 32.5 | Warehouse |  |  | 5 | Warehouse | 1 |  | 1 | NECB2015 | 0.18734 | 37873.9042 | 209.0926 | 13.4795 | 65.4355 | 2.9286 | 408.537 | 117.6009 | EDMONTON | ALBERTA | 99.6692 | 0 | 0 | 99.6692 | 9.4466 | 0 | 0 | 9.4466 | 0 | 0.02385 | 0 | 0 | 0.45416 | 0.088211 | 0 | 0.2353 | 0.017578 | 0.078074 | 0 | 2.0682e-06 | 0.45416 | 0.011148 | 85.9595 | 0 | Electricity | 32.5 | 0.757 | [5 empty] | 0.162 | 0.21 | 2.2 | 2.2 | 5 | Edmonton Intl AP | CAN | 23 | 5588 | 53.31 | -113.579 | 7a | 5120 | AB | CAN_AB_Edmonton.Intl.AP.711230_CWEC2016.epw | 0 | 0.14747 | 0.0020542 | 53.9 | 0 | 71.7905 | 0.64331 | 0.0089609 | 235.13 | 0.1 | 2021-03-24 15:15:37 +0000 | eef80c06 | 0.2.11 | :adv_dx_units: NECB_Default :analysis_id: 6a87033d-ede6-4783-acf8-880bd0e50e61 :analysis_name: baseline-2021-03-24 :boiler_eff: NECB_Default :btap_batch_version: 1.0.002 :building_type: Warehouse :compute_environment: aws_batch :datapoint_id: 3f37259e-241c-4f49-9c76-678fac552caf :daylighting_type: NECB_Default :dcv_type: NECB_Default :door_construction_cond: NECB_Default :ecm_system_name: NECB_Default :enable_costing: true :epw_file: CAN_AB_Edmonton.Intl.AP.711230_CWEC2016.epw :erv_package: NECB_Default :ext_floor_cond: NECB_Default :ext_roof_cond: NECB_Default :ext_wall_cond: NECB_Default :fdwr_set: NECB_Default :fixed_wind_solar_trans: NECB_Default :fixed_window_cond: NECB_Default :furnace_eff: NECB_Default :glass_door_cond: NECB_Default :glass_door_solar_trans: NECB_Default :ground_floor_cond: NECB_Default :ground_roof_cond: NECB_Default :ground_wall_cond: NECB_Default :lights_scale: NECB_Default :lights_type: NECB_Default :overhead_door_cond: NECB_Default :primary_heating_fuel: Electricity :pv_ground_azimuth_angle: NECB_Default :pv_ground_module_description: NECB_Default :pv_ground_tilt_angle: NECB_Default :pv_ground_total_area_pv_panels_m2: NECB_Default :pv_ground_type: NECB_Default :rotation_degrees: NECB_Default :run_annual_simulation: true :s3_bucket: '834599497928' :scale_x: NECB_Default :scale_y: NECB_Default :scale_z: NECB_Default :shw_eff: NECB_Default :skylight_cond: NECB_Default :skylight_solar_trans: NECB_Default :srr_set: NECB_Default :template: NECB2015 | 0 | TRUE | 990.1494 |  | https://s3.console.aws.amazon.com/s3/buckets/834599497928?region=ca-central-1&prefix=sara.gilani/baseline-2021-03-24/6a87033d-ede6-4783-acf8-880bd0e50e61/output/3f37259e-241c-4f49-9c76-678fac552caf/ | 1.0.002 | 0 | 0 |  | 0 | 0 | tier_1 | 0
231 | 0 |  | NECB_Default | NECB_Default | NECB_Default | NECB_Default | NECB_Default | NECB_Default | NECB_Default | NECB_Default | Warehouse | NECB2017 | CAN_AB_Calgary.Intl.AP.718770_CWEC2016.epw | Electricity | NECB_Default | NECB_Default | NECB_Default | NECB_Default | NECB_Default | NECB_Default | NECB_Default | NECB_Default | NECB_Default | NECB_Default | NECB_Default | NECB_Default | NECB_Default | NECB_Default | NECB_Default | NECB_Default | NECB_Default | NECB_Default | NECB_Default | NECB_Default | NECB_Default | NECB_Default | NECB_Default | NECB_Default | NECB_Default | NECB_Default | NECB_Default | aws_batch | 834599497928 | [5 empty] | baseline-2021-03-24 | 6a87033d-ede6-4783-acf8-880bd0e50e61 | TRUE | TRUE | 684ee6a0-bde5-4f08-b504-608921426bee |  | 4835.13 | 7095.2421 | 33.3 | Warehouse |  |  | 2 | Warehouse | 1 |  | 1 | NECB2017 | 0.18734 | 37873.9042 | 214.4997 | 12.4242 | 64.7166 | 2.9268 | 401.8064 | 107.2391 | CALGARY | ALBERTA | 74.737 | 0 | 0 | 74.737 | 7.0835 | 0 | 0 | 7.0835 | 0 | 0.021867 | 0 | 0 | 0.34056 | 0.074379 | 0.0011665 | 0.16078 | 0.017578 | 0.05403 | 0 | 2.0682e-06 | 0.34056 | 0.010759 | 84.0543 | 0 | Electricity | 33.3 | 0.757 | [5 empty] | 0.138 | 0.21 | 1.9 | 1.9 | 2 | Calgary Intl AP | CAN | 64 | 4781 | 51.114 | -114.02 | 7a | 5000 | AB | CAN_AB_Calgary.Intl.AP.718770_CWEC2016.epw | 0 | 0.14233 | 0.0019825 | 52.02 | 0 | 71.7905 | 0.64331 | 0.0089609 | 235.13 | 0.1 | 2021-03-24 15:15:42 +0000 | eef80c06 | 0.2.11 | :adv_dx_units: NECB_Default :analysis_id: 6a87033d-ede6-4783-acf8-880bd0e50e61 :analysis_name: baseline-2021-03-24 :boiler_eff: NECB_Default :btap_batch_version: 1.0.002 :building_type: Warehouse :compute_environment: aws_batch :datapoint_id: 684ee6a0-bde5-4f08-b504-608921426bee :daylighting_type: NECB_Default :dcv_type: NECB_Default :door_construction_cond: NECB_Default :ecm_system_name: NECB_Default :enable_costing: true :epw_file: CAN_AB_Calgary.Intl.AP.718770_CWEC2016.epw :erv_package: NECB_Default :ext_floor_cond: NECB_Default :ext_roof_cond: NECB_Default :ext_wall_cond: NECB_Default :fdwr_set: NECB_Default :fixed_wind_solar_trans: NECB_Default :fixed_window_cond: NECB_Default :furnace_eff: NECB_Default :glass_door_cond: NECB_Default :glass_door_solar_trans: NECB_Default :ground_floor_cond: NECB_Default :ground_roof_cond: NECB_Default :ground_wall_cond: NECB_Default :lights_scale: NECB_Default :lights_type: NECB_Default :overhead_door_cond: NECB_Default :primary_heating_fuel: Electricity :pv_ground_azimuth_angle: NECB_Default :pv_ground_module_description: NECB_Default :pv_ground_tilt_angle: NECB_Default :pv_ground_total_area_pv_panels_m2: NECB_Default :pv_ground_type: NECB_Default :rotation_degrees: NECB_Default :run_annual_simulation: true :s3_bucket: '834599497928' :scale_x: NECB_Default :scale_y: NECB_Default :scale_z: NECB_Default :shw_eff: NECB_Default :skylight_cond: NECB_Default :skylight_solar_trans: NECB_Default :srr_set: NECB_Default :template: NECB2017 | 0 | TRUE | 989.6976 |  | https://s3.console.aws.amazon.com/s3/buckets/834599497928?region=ca-central-1&prefix=sara.gilani/baseline-2021-03-24/6a87033d-ede6-4783-acf8-880bd0e50e61/output/684ee6a0-bde5-4f08-b504-608921426bee/ | 1.0.002 | 0 | 0 |  | 0 | 0 | tier_1 | 0
232 | 0 |  | NECB_Default | NECB_Default | NECB_Default | NECB_Default | NECB_Default | NECB_Default | NECB_Default | NECB_Default | Warehouse | NECB2011 | CAN_AB_Calgary.Intl.AP.718770_CWEC2016.epw | Electricity | NECB_Default | NECB_Default | NECB_Default | NECB_Default | NECB_Default | NECB_Default | NECB_Default | NECB_Default | NECB_Default | NECB_Default | NECB_Default | NECB_Default | NECB_Default | NECB_Default | NECB_Default | NECB_Default | NECB_Default | NECB_Default | NECB_Default | NECB_Default | NECB_Default | NECB_Default | NECB_Default | NECB_Default | NECB_Default | NECB_Default | NECB_Default | aws_batch | 834599497928 | [5 empty] | baseline-2021-03-24 | 6a87033d-ede6-4783-acf8-880bd0e50e61 | TRUE | TRUE | afdc6637-51e6-4921-a053-0e8b272e2ac6 |  | 4835.13 | 7095.2421 | 33.3 | Warehouse |  |  | 5 | Warehouse | 1 |  | 1 | NECB2011 | 0.18734 | 37873.9042 | 209.1156 | 12.2509 | 64.7166 | 2.9268 | 455.9619 | 166.952 | CALGARY | ALBERTA | 93.6053 | 0 | 0 | 93.6053 | 8.8718 | 0 | 0 | 8.8718 | 0 | 0.028649 | 0 | 0 | 0.42653 | 0.095538 | 0 | 0.19186 | 0.017571 | 0.082012 | 0 | 2.0682e-06 | 0.42653 | 0.010904 | 86.1891 | 0 | Electricity | 33.3 | 0.757 | [5 empty] | 0.162 | 0.21 | 2.2 | 2.2 | 5 | Calgary Intl AP | CAN | 64 | 4781 | 51.114 | -114.02 | 7a | 5000 | AB | CAN_AB_Calgary.Intl.AP.718770_CWEC2016.epw | 0 | 0.14424 | 0.002008 | 52.72 | 0 | 71.8324 | 0.65218 | 0.0090791 | 238.37 | 0.1 | 2021-03-24 15:16:12 +0000 | eef80c06 | 0.2.11 | :adv_dx_units: NECB_Default :analysis_id: 6a87033d-ede6-4783-acf8-880bd0e50e61 :analysis_name: baseline-2021-03-24 :boiler_eff: NECB_Default :btap_batch_version: 1.0.002 :building_type: Warehouse :compute_environment: aws_batch :datapoint_id: afdc6637-51e6-4921-a053-0e8b272e2ac6 :daylighting_type: NECB_Default :dcv_type: NECB_Default :door_construction_cond: NECB_Default :ecm_system_name: NECB_Default :enable_costing: true :epw_file: CAN_AB_Calgary.Intl.AP.718770_CWEC2016.epw :erv_package: NECB_Default :ext_floor_cond: NECB_Default :ext_roof_cond: NECB_Default :ext_wall_cond: NECB_Default :fdwr_set: NECB_Default :fixed_wind_solar_trans: NECB_Default :fixed_window_cond: NECB_Default :furnace_eff: NECB_Default :glass_door_cond: NECB_Default :glass_door_solar_trans: NECB_Default :ground_floor_cond: NECB_Default :ground_roof_cond: NECB_Default :ground_wall_cond: NECB_Default :lights_scale: NECB_Default :lights_type: NECB_Default :overhead_door_cond: NECB_Default :primary_heating_fuel: Electricity :pv_ground_azimuth_angle: NECB_Default :pv_ground_module_description: NECB_Default :pv_ground_tilt_angle: NECB_Default :pv_ground_total_area_pv_panels_m2: NECB_Default :pv_ground_type: NECB_Default :rotation_degrees: NECB_Default :run_annual_simulation: true :s3_bucket: '834599497928' :scale_x: NECB_Default :scale_y: NECB_Default :scale_z: NECB_Default :shw_eff: NECB_Default :skylight_cond: NECB_Default :skylight_solar_trans: NECB_Default :srr_set: NECB_Default :template: NECB2011 | 0 | TRUE | 991.7535 |  | https://s3.console.aws.amazon.com/s3/buckets/834599497928?region=ca-central-1&prefix=sara.gilani/baseline-2021-03-24/6a87033d-ede6-4783-acf8-880bd0e50e61/output/afdc6637-51e6-4921-a053-0e8b272e2ac6/ | 1.0.002 | 0 | 0 |  | 0 | 0 | tier_1 | 0
233 | 0 |  | NECB_Default | NECB_Default | NECB_Default | NECB_Default | NECB_Default | NECB_Default | NECB_Default | NECB_Default | Warehouse | NECB2011 | CAN_AB_Calgary.Intl.AP.718770_CWEC2016.epw | NaturalGas | NECB_Default | NECB_Default | NECB_Default | NECB_Default | NECB_Default | NECB_Default | NECB_Default | NECB_Default | NECB_Default | NECB_Default | NECB_Default | NECB_Default | NECB_Default | NECB_Default | NECB_Default | NECB_Default | NECB_Default | NECB_Default | NECB_Default | NECB_Default | NECB_Default | NECB_Default | NECB_Default | NECB_Default | NECB_Default | NECB_Default | NECB_Default | aws_batch | 834599497928 | [5 empty] | baseline-2021-03-24 | 6a87033d-ede6-4783-acf8-880bd0e50e61 | TRUE | TRUE | 02ffdf48-66e9-4c30-a518-c116dd13dc64 |  | 4835.13 | 7095.2421 | 33.3 | Warehouse |  |  | 5 | Warehouse | 1 |  | 1 | NECB2011 | 0.18734 | 37873.9042 | 209.1156 | 29.9547 | 64.7166 | 3.0571 | 456.1452 | 149.3011 | CALGARY | ALBERTA | 49.8548 | 12.848 | 0 | 62.7028 | 4.7252 | 0.91659 | 0 | 5.6418 | 0 | 0.029205 | 0 | 0 | 0.22717 | 0.095578 | 0 | 0.24123 | 0.017571 | 0.082012 | 0.25461 | 0.0028086 | 0.48178 | 0.013381 | 40.9136 | 95.3397 | Natural Gas | 33.3 | 0.757 | [5 empty] | 0.162 | 0.21 | 2.2 | 2.2 | 5 | Calgary Intl AP | CAN | 64 | 4781 | 51.114 | -114.02 | 7a | 5000 | AB | CAN_AB_Calgary.Intl.AP.718770_CWEC2016.epw | 0 | 0 | 0 | 0 | 64.7 | 71.8324 | 0.65218 | 0.0090791 | 238.37 | 0.1 | 2021-03-24 15:16:08 +0000 | eef80c06 | 0.2.11 | :adv_dx_units: NECB_Default :analysis_id: 6a87033d-ede6-4783-acf8-880bd0e50e61 :analysis_name: baseline-2021-03-24 :boiler_eff: NECB_Default :btap_batch_version: 1.0.002 :building_type: Warehouse :compute_environment: aws_batch :datapoint_id: 02ffdf48-66e9-4c30-a518-c116dd13dc64 :daylighting_type: NECB_Default :dcv_type: NECB_Default :door_construction_cond: NECB_Default :ecm_system_name: NECB_Default :enable_costing: true :epw_file: CAN_AB_Calgary.Intl.AP.718770_CWEC2016.epw :erv_package: NECB_Default :ext_floor_cond: NECB_Default :ext_roof_cond: NECB_Default :ext_wall_cond: NECB_Default :fdwr_set: NECB_Default :fixed_wind_solar_trans: NECB_Default :fixed_window_cond: NECB_Default :furnace_eff: NECB_Default :glass_door_cond: NECB_Default :glass_door_solar_trans: NECB_Default :ground_floor_cond: NECB_Default :ground_roof_cond: NECB_Default :ground_wall_cond: NECB_Default :lights_scale: NECB_Default :lights_type: NECB_Default :overhead_door_cond: NECB_Default :primary_heating_fuel: NaturalGas :pv_ground_azimuth_angle: NECB_Default :pv_ground_module_description: NECB_Default :pv_ground_tilt_angle: NECB_Default :pv_ground_total_area_pv_panels_m2: NECB_Default :pv_ground_type: NECB_Default :rotation_degrees: NECB_Default :run_annual_simulation: true :s3_bucket: '834599497928' :scale_x: NECB_Default :scale_y: NECB_Default :scale_z: NECB_Default :shw_eff: NECB_Default :skylight_cond: NECB_Default :skylight_solar_trans: NECB_Default :srr_set: NECB_Default :template: NECB2011 | 0 | TRUE | 992.1063 |  | https://s3.console.aws.amazon.com/s3/buckets/834599497928?region=ca-central-1&prefix=sara.gilani/baseline-2021-03-24/6a87033d-ede6-4783-acf8-880bd0e50e61/output/02ffdf48-66e9-4c30-a518-c116dd13dc64/ | 1.0.002 | 0 | 0 |  | 0 | 0 | tier_1 | 0
234 | 0 |  | NECB_Default | NECB_Default | NECB_Default | NECB_Default | NECB_Default | NECB_Default | NECB_Default | NECB_Default | Warehouse | NECB2011 | CAN_YT_Whitehorse.Intl.AP.719640_CWEC2016.epw | NaturalGas | NECB_Default | NECB_Default | NECB_Default | NECB_Default | NECB_Default | NECB_Default | NECB_Default | NECB_Default | NECB_Default | NECB_Default | NECB_Default | NECB_Default | NECB_Default | NECB_Default | NECB_Default | NECB_Default | NECB_Default | NECB_Default | NECB_Default | NECB_Default | NECB_Default | NECB_Default | NECB_Default | NECB_Default | NECB_Default | NECB_Default | NECB_Default | aws_batch | 834599497928 | [5 empty] | baseline-2021-03-24 | 6a87033d-ede6-4783-acf8-880bd0e50e61 | TRUE | TRUE | 940fcb82-b8b3-44bf-9a5d-636b85035349 |  | 4835.13 | 7095.2421 | 22.8 | Warehouse |  |  | 5 | Warehouse | 1 |  | 1 | NECB2011 | 0.18734 | 37873.9042 | 165.8524 | 27.7015 | 55.9159 | 2.7956 | 331.3601 | 79.0947 | WHITEHORSE | YUKON | 2.795 | 17.8142 | 0 | 20.6091 | 6.4008 | 3.247 | 0 | 9.6479 | 0 | 0.0071291 | 0 | 0 | 0.1797 | 0.069924 | 0 | 0.34365 | 0.017571 | 0.082012 | 0.358 | 0.003063 | 0.5377 | 0.014349 | 30.5446 | 100.381 | Natural Gas | 22.8 | 0.757 | [5 empty] | 0.162 | 0.21 | 2.2 | 2.2 | 5 | Whitehorse Intl AP | CAN | 5 | 6491 | 60.709 | -135.069 | 7b | 6580 | YT | CAN_YT_Whitehorse.Intl.AP.719640_CWEC2016.epw | 0 | 0 | 0 | 0 | 69.38 | 71.8324 | 0.65218 | 0.0090791 | 238.37 | 0.1 | 2021-03-24 15:16:08 +0000 | eef80c06 | 0.2.11 | :adv_dx_units: NECB_Default :analysis_id: 6a87033d-ede6-4783-acf8-880bd0e50e61 :analysis_name: baseline-2021-03-24 :boiler_eff: NECB_Default :btap_batch_version: 1.0.002 :building_type: Warehouse :compute_environment: aws_batch :datapoint_id: 940fcb82-b8b3-44bf-9a5d-636b85035349 :daylighting_type: NECB_Default :dcv_type: NECB_Default :door_construction_cond: NECB_Default :ecm_system_name: NECB_Default :enable_costing: true :epw_file: CAN_YT_Whitehorse.Intl.AP.719640_CWEC2016.epw :erv_package: NECB_Default :ext_floor_cond: NECB_Default :ext_roof_cond: NECB_Default :ext_wall_cond: NECB_Default :fdwr_set: NECB_Default :fixed_wind_solar_trans: NECB_Default :fixed_window_cond: NECB_Default :furnace_eff: NECB_Default :glass_door_cond: NECB_Default :glass_door_solar_trans: NECB_Default :ground_floor_cond: NECB_Default :ground_roof_cond: NECB_Default :ground_wall_cond: NECB_Default :lights_scale: NECB_Default :lights_type: NECB_Default :overhead_door_cond: NECB_Default :primary_heating_fuel: NaturalGas :pv_ground_azimuth_angle: NECB_Default :pv_ground_module_description: NECB_Default :pv_ground_tilt_angle: NECB_Default :pv_ground_total_area_pv_panels_m2: NECB_Default :pv_ground_type: NECB_Default :rotation_degrees: NECB_Default :run_annual_simulation: true :s3_bucket: '834599497928' :scale_x: NECB_Default :scale_y: NECB_Default :scale_z: NECB_Default :shw_eff: NECB_Default :skylight_cond: NECB_Default :skylight_solar_trans: NECB_Default :srr_set: NECB_Default :template: NECB2011 | 0 | TRUE | 992.091 |  | https://s3.console.aws.amazon.com/s3/buckets/834599497928?region=ca-central-1&prefix=sara.gilani/baseline-2021-03-24/6a87033d-ede6-4783-acf8-880bd0e50e61/output/940fcb82-b8b3-44bf-9a5d-636b85035349/ | 1.0.002 | 0 | 0 |  | 0 | 0 | tier_1 | 0
235 | 0 |  | NECB_Default | NECB_Default | NECB_Default | NECB_Default | NECB_Default | NECB_Default | NECB_Default | NECB_Default | Warehouse | NECB2015 | CAN_QC_Montreal-Trudeau.Intl.AP.716270_CWEC2016.epw | Electricity | NECB_Default | NECB_Default | NECB_Default | NECB_Default | NECB_Default | NECB_Default | NECB_Default | NECB_Default | NECB_Default | NECB_Default | NECB_Default | NECB_Default | NECB_Default | NECB_Default | NECB_Default | NECB_Default | NECB_Default | NECB_Default | NECB_Default | NECB_Default | NECB_Default | NECB_Default | NECB_Default | NECB_Default | NECB_Default | NECB_Default | NECB_Default | aws_batch | 834599497928 | [5 empty] | baseline-2021-03-24 | 6a87033d-ede6-4783-acf8-880bd0e50e61 | TRUE | TRUE | 409c92b4-98ae-4e8c-ac83-0c678708e81f |  | 4835.13 | 7095.2421 | 37.3 | Warehouse |  |  | 5 | Warehouse | 1 |  | 1 | NECB2015 | 0.18734 | 37873.9042 | 208.0614 | 14.6597 | 59.9006 | 2.8852 | 410.132 | 124.6251 | MONTREAL | QUEBEC | 0.17421 | 0 | 0 | 0.17421 | 11.0953 | 0 | 0 | 11.0953 | 0 | 0.044797 | 0 | 0 | 0.4483 | 0.088002 | 0 | 0.20961 | 0.017578 | 0.078074 | 0 | 2.0682e-06 | 0.4483 | 0.010231 | 100.8054 | 0 | Electricity | 37.3 | 0.757 | [5 empty] | 0.183 | 0.247 | 2.2 | 2.2 | 5 | Montreal-Trudeau Intl AP | CAN | 323 | 4090 | 45.471 | -73.741 | 6 | 4400 | QC | CAN_QC_Montreal-Trudeau.Intl.AP.716270_CWEC2016.epw | 0 | 0.13535 | 0.0018853 | 49.47 | 0 | 71.7905 | 0.64331 | 0.0089609 | 235.13 | 0.1 | 2021-03-24 15:16:07 +0000 | eef80c06 | 0.2.11 | :adv_dx_units: NECB_Default :analysis_id: 6a87033d-ede6-4783-acf8-880bd0e50e61 :analysis_name: baseline-2021-03-24 :boiler_eff: NECB_Default :btap_batch_version: 1.0.002 :building_type: Warehouse :compute_environment: aws_batch :datapoint_id: 409c92b4-98ae-4e8c-ac83-0c678708e81f :daylighting_type: NECB_Default :dcv_type: NECB_Default :door_construction_cond: NECB_Default :ecm_system_name: NECB_Default :enable_costing: true :epw_file: CAN_QC_Montreal-Trudeau.Intl.AP.716270_CWEC2016.epw :erv_package: NECB_Default :ext_floor_cond: NECB_Default :ext_roof_cond: NECB_Default :ext_wall_cond: NECB_Default :fdwr_set: NECB_Default :fixed_wind_solar_trans: NECB_Default :fixed_window_cond: NECB_Default :furnace_eff: NECB_Default :glass_door_cond: NECB_Default :glass_door_solar_trans: NECB_Default :ground_floor_cond: NECB_Default :ground_roof_cond: NECB_Default :ground_wall_cond: NECB_Default :lights_scale: NECB_Default :lights_type: NECB_Default :overhead_door_cond: NECB_Default :primary_heating_fuel: Electricity :pv_ground_azimuth_angle: NECB_Default :pv_ground_module_description: NECB_Default :pv_ground_tilt_angle: NECB_Default :pv_ground_total_area_pv_panels_m2: NECB_Default :pv_ground_type: NECB_Default :rotation_degrees: NECB_Default :run_annual_simulation: true :s3_bucket: '834599497928' :scale_x: NECB_Default :scale_y: NECB_Default :scale_z: NECB_Default :shw_eff: NECB_Default :skylight_cond: NECB_Default :skylight_solar_trans: NECB_Default :srr_set: NECB_Default :template: NECB2015 | 0 | TRUE | 991.8524 |  | https://s3.console.aws.amazon.com/s3/buckets/834599497928?region=ca-central-1&prefix=sara.gilani/baseline-2021-03-24/6a87033d-ede6-4783-acf8-880bd0e50e61/output/409c92b4-98ae-4e8c-ac83-0c678708e81f/ | 1.0.002 | 0 | 0 |  | 0 | 0 | tier_1 | 0
236 | 0 |  | NECB_Default | NECB_Default | NECB_Default | NECB_Default | NECB_Default | NECB_Default | NECB_Default | NECB_Default | RetailStandalone | NECB2011 | CAN_AB_Edmonton.Intl.AP.711230_CWEC2016.epw | NaturalGas | NECB_Default | NECB_Default | NECB_Default | NECB_Default | NECB_Default | NECB_Default | NECB_Default | NECB_Default | NECB_Default | NECB_Default | NECB_Default | NECB_Default | NECB_Default | NECB_Default | NECB_Default | NECB_Default | NECB_Default | NECB_Default | NECB_Default | NECB_Default | NECB_Default | NECB_Default | NECB_Default | NECB_Default | NECB_Default | NECB_Default | NECB_Default | aws_batch | 834599497928 | [5 empty] | baseline-2021-03-24 | 6a87033d-ede6-4783-acf8-880bd0e50e61 | TRUE | TRUE | 504d6f2b-0dc1-4f68-ba2f-3bcf4124fe48 |  | 2293.99 | 3471.0086 | 32.5 | RetailStandalone |  |  | 5 | RetailStandalone | 1 |  | 1 | NECB2011 | 0.24821 | 13984.1807 | 218.7585 | 38.7981 | 113.5275 | 4.9749 | 579.0899 | 203.0309 | EDMONTON | ALBERTA | 96.9712 | 20.0365 | 0 | 117.0077 | 9.1908 | 1.4294 | 0 | 10.6203 | 0 | 0.040388 | 0 | 0 | 0.44187 | 0.14425 | 0 | 0.37869 | 0.030964 | 0.22339 | 0.39706 | 0.0028814 | 0.83894 | 0.018374 | 50.782 | 90.6485 | Natural Gas | 32.5 | 0.757 | [5 empty] | 0.162 | 0.21 | 2.2 | 2.2 | 5 | Edmonton Intl AP | CAN | 23 | 5588 | 53.31 | -113.579 | 7a | 5120 | AB | CAN_AB_Edmonton.Intl.AP.711230_CWEC2016.epw | 0 | 0 | 0 | 0 | 42.15 | 68.4695 | 0.41833 | 0.0061097 | 152.9 | 0.1 | 2021-03-24 15:15:57 +0000 | eef80c06 | 0.2.11 | :adv_dx_units: NECB_Default :analysis_id: 6a87033d-ede6-4783-acf8-880bd0e50e61 :analysis_name: baseline-2021-03-24 :boiler_eff: NECB_Default :btap_batch_version: 1.0.002 :building_type: RetailStandalone :compute_environment: aws_batch :datapoint_id: 504d6f2b-0dc1-4f68-ba2f-3bcf4124fe48 :daylighting_type: NECB_Default :dcv_type: NECB_Default :door_construction_cond: NECB_Default :ecm_system_name: NECB_Default :enable_costing: true :epw_file: CAN_AB_Edmonton.Intl.AP.711230_CWEC2016.epw :erv_package: NECB_Default :ext_floor_cond: NECB_Default :ext_roof_cond: NECB_Default :ext_wall_cond: NECB_Default :fdwr_set: NECB_Default :fixed_wind_solar_trans: NECB_Default :fixed_window_cond: NECB_Default :furnace_eff: NECB_Default :glass_door_cond: NECB_Default :glass_door_solar_trans: NECB_Default :ground_floor_cond: NECB_Default :ground_roof_cond: NECB_Default :ground_wall_cond: NECB_Default :lights_scale: NECB_Default :lights_type: NECB_Default :overhead_door_cond: NECB_Default :primary_heating_fuel: NaturalGas :pv_ground_azimuth_angle: NECB_Default :pv_ground_module_description: NECB_Default :pv_ground_tilt_angle: NECB_Default :pv_ground_total_area_pv_panels_m2: NECB_Default :pv_ground_type: NECB_Default :rotation_degrees: NECB_Default :run_annual_simulation: true :s3_bucket: '834599497928' :scale_x: NECB_Default :scale_y: NECB_Default :scale_z: NECB_Default :shw_eff: NECB_Default :skylight_cond: NECB_Default :skylight_solar_trans: NECB_Default :srr_set: NECB_Default :template: NECB2011 | 0 | TRUE | 990.2631 |  | https://s3.console.aws.amazon.com/s3/buckets/834599497928?region=ca-central-1&prefix=sara.gilani/baseline-2021-03-24/6a87033d-ede6-4783-acf8-880bd0e50e61/output/504d6f2b-0dc1-4f68-ba2f-3bcf4124fe48/ | 1.0.002 | 0 | 0 |  | 0 | 0 | tier_1 | 0
237 | 0 |  | NECB_Default | NECB_Default | NECB_Default | NECB_Default | NECB_Default | NECB_Default | NECB_Default | NECB_Default | RetailStandalone | NECB2017 | CAN_AB_Calgary.Intl.AP.718770_CWEC2016.epw | Electricity | NECB_Default | NECB_Default | NECB_Default | NECB_Default | NECB_Default | NECB_Default | NECB_Default | NECB_Default | NECB_Default | NECB_Default | NECB_Default | NECB_Default | NECB_Default | NECB_Default | NECB_Default | NECB_Default | NECB_Default | NECB_Default | NECB_Default | NECB_Default | NECB_Default | NECB_Default | NECB_Default | NECB_Default | NECB_Default | NECB_Default | NECB_Default | aws_batch | 834599497928 | [5 empty] | baseline-2021-03-24 | 6a87033d-ede6-4783-acf8-880bd0e50e61 | TRUE | TRUE | 2920de46-b194-42ca-b81b-9c5b926c1da7 |  | 2293.99 | 3471.0086 | 33.3 | RetailStandalone |  |  | 2 | RetailStandalone | 1 |  | 1 | NECB2017 | 0.24821 | 13984.1807 | 223.3988 | 10.899 | 112.3249 | 5.628 | 578.1086 | 225.8579 | CALGARY | ALBERTA | 116.1686 | 0 | 0 | 116.1686 | 11.0104 | 0 | 0 | 11.0104 | 0 | 0.032973 | 0 | 0 | 0.52934 | 0.11892 | 0.0050349 | 0.15567 | 0.032271 | 0.17303 | 0 | 0 | 0.52934 | 0.011439 | 91.4032 | 0 | Electricity | 33.3 | 0.757 | [5 empty] | 0.138 | 0.21 | 1.9 | 1.9 | 2 | Calgary Intl AP | CAN | 64 | 4781 | 51.114 | -114.02 | 7a | 5000 | AB | CAN_AB_Calgary.Intl.AP.718770_CWEC2016.epw | 0 | 0.071792 | 0.0010492 | 26.24 | 0 | 68.4249 | 0.3214 | 0.0046971 | 117.47 | 0.1 | 2021-03-24 15:15:38 +0000 | eef80c06 | 0.2.11 | :adv_dx_units: NECB_Default :analysis_id: 6a87033d-ede6-4783-acf8-880bd0e50e61 :analysis_name: baseline-2021-03-24 :boiler_eff: NECB_Default :btap_batch_version: 1.0.002 :building_type: RetailStandalone :compute_environment: aws_batch :datapoint_id: 2920de46-b194-42ca-b81b-9c5b926c1da7 :daylighting_type: NECB_Default :dcv_type: NECB_Default :door_construction_cond: NECB_Default :ecm_system_name: NECB_Default :enable_costing: true :epw_file: CAN_AB_Calgary.Intl.AP.718770_CWEC2016.epw :erv_package: NECB_Default :ext_floor_cond: NECB_Default :ext_roof_cond: NECB_Default :ext_wall_cond: NECB_Default :fdwr_set: NECB_Default :fixed_wind_solar_trans: NECB_Default :fixed_window_cond: NECB_Default :furnace_eff: NECB_Default :glass_door_cond: NECB_Default :glass_door_solar_trans: NECB_Default :ground_floor_cond: NECB_Default :ground_roof_cond: NECB_Default :ground_wall_cond: NECB_Default :lights_scale: NECB_Default :lights_type: NECB_Default :overhead_door_cond: NECB_Default :primary_heating_fuel: Electricity :pv_ground_azimuth_angle: NECB_Default :pv_ground_module_description: NECB_Default :pv_ground_tilt_angle: NECB_Default :pv_ground_total_area_pv_panels_m2: NECB_Default :pv_ground_type: NECB_Default :rotation_degrees: NECB_Default :run_annual_simulation: true :s3_bucket: '834599497928' :scale_x: NECB_Default :scale_y: NECB_Default :scale_z: NECB_Default :shw_eff: NECB_Default :skylight_cond: NECB_Default :skylight_solar_trans: NECB_Default :srr_set: NECB_Default :template: NECB2017 | 0 | TRUE | 989.3002 |  | https://s3.console.aws.amazon.com/s3/buckets/834599497928?region=ca-central-1&prefix=sara.gilani/baseline-2021-03-24/6a87033d-ede6-4783-acf8-880bd0e50e61/output/2920de46-b194-42ca-b81b-9c5b926c1da7/ | 1.0.002 | 0 | 0 |  | 0 | 0 | tier_1 | 0
238 | 0 |  | NECB_Default | NECB_Default | NECB_Default | NECB_Default | NECB_Default | NECB_Default | NECB_Default | NECB_Default | RetailStandalone | NECB2011 | CAN_QC_Montreal-Trudeau.Intl.AP.716270_CWEC2016.epw | NaturalGas | NECB_Default | NECB_Default | NECB_Default | NECB_Default | NECB_Default | NECB_Default | NECB_Default | NECB_Default | NECB_Default | NECB_Default | NECB_Default | NECB_Default | NECB_Default | NECB_Default | NECB_Default | NECB_Default | NECB_Default | NECB_Default | NECB_Default | NECB_Default | NECB_Default | NECB_Default | NECB_Default | NECB_Default | NECB_Default | NECB_Default | NECB_Default | aws_batch | 834599497928 | [5 empty] | baseline-2021-03-24 | 6a87033d-ede6-4783-acf8-880bd0e50e61 | TRUE | TRUE | 5ea2e623-c4c8-46d0-aeb9-e0b3471d7538 |  | 2293.99 | 3471.0086 | 37.3 | RetailStandalone |  |  | 5 | RetailStandalone | 1 |  | 1 | NECB2011 | 0.24821 | 13984.1807 | 215.2026 | 39.5628 | 103.6828 | 4.965 | 575.7243 | 212.3111 | MONTREAL | QUEBEC | 0.18117 | 16.9437 | 0 | 17.1248 | 11.5386 | 4.4383 | 0 | 15.9768 | 0 | 0.074861 | 0 | 0 | 0.46621 | 0.13462 | 0 | 0.326 | 0.030964 | 0.22339 | 0.34299 | 0.0023801 | 0.8092 | 0.016988 | 57.6213 | 102.9204 | Natural Gas | 37.3 | 0.757 | [5 empty] | 0.183 | 0.247 | 2.2 | 2.2 | 5 | Montreal-Trudeau Intl AP | CAN | 323 | 4090 | 45.471 | -73.741 | 6 | 4400 | QC | CAN_QC_Montreal-Trudeau.Intl.AP.716270_CWEC2016.epw | 0 | 0 | 0 | 0 | 38.97 | 68.4695 | 0.41833 | 0.0061097 | 152.9 | 0.1 | 2021-03-24 15:15:12 +0000 | eef80c06 | 0.2.11 | :adv_dx_units: NECB_Default :analysis_id: 6a87033d-ede6-4783-acf8-880bd0e50e61 :analysis_name: baseline-2021-03-24 :boiler_eff: NECB_Default :btap_batch_version: 1.0.002 :building_type: RetailStandalone :compute_environment: aws_batch :datapoint_id: 5ea2e623-c4c8-46d0-aeb9-e0b3471d7538 :daylighting_type: NECB_Default :dcv_type: NECB_Default :door_construction_cond: NECB_Default :ecm_system_name: NECB_Default :enable_costing: true :epw_file: CAN_QC_Montreal-Trudeau.Intl.AP.716270_CWEC2016.epw :erv_package: NECB_Default :ext_floor_cond: NECB_Default :ext_roof_cond: NECB_Default :ext_wall_cond: NECB_Default :fdwr_set: NECB_Default :fixed_wind_solar_trans: NECB_Default :fixed_window_cond: NECB_Default :furnace_eff: NECB_Default :glass_door_cond: NECB_Default :glass_door_solar_trans: NECB_Default :ground_floor_cond: NECB_Default :ground_roof_cond: NECB_Default :ground_wall_cond: NECB_Default :lights_scale: NECB_Default :lights_type: NECB_Default :overhead_door_cond: NECB_Default :primary_heating_fuel: NaturalGas :pv_ground_azimuth_angle: NECB_Default :pv_ground_module_description: NECB_Default :pv_ground_tilt_angle: NECB_Default :pv_ground_total_area_pv_panels_m2: NECB_Default :pv_ground_type: NECB_Default :rotation_degrees: NECB_Default :run_annual_simulation: true :s3_bucket: '834599497928' :scale_x: NECB_Default :scale_y: NECB_Default :scale_z: NECB_Default :shw_eff: NECB_Default :skylight_cond: NECB_Default :skylight_solar_trans: NECB_Default :srr_set: NECB_Default :template: NECB2011 | 0 | TRUE | 991.5009 |  | https://s3.console.aws.amazon.com/s3/buckets/834599497928?region=ca-central-1&prefix=sara.gilani/baseline-2021-03-24/6a87033d-ede6-4783-acf8-880bd0e50e61/output/5ea2e623-c4c8-46d0-aeb9-e0b3471d7538/ | 1.0.002 | 0 | 0 |  | 0 | 0 | tier_1 | 0
239 | 0 |  | NECB_Default | NECB_Default | NECB_Default | NECB_Default | NECB_Default | NECB_Default | NECB_Default | NECB_Default | RetailStandalone | NECB2017 | CAN_AB_Edmonton.Intl.AP.711230_CWEC2016.epw | NaturalGas | NECB_Default | NECB_Default | NECB_Default | NECB_Default | NECB_Default | NECB_Default | NECB_Default | NECB_Default | NECB_Default | NECB_Default | NECB_Default | NECB_Default | NECB_Default | NECB_Default | NECB_Default | NECB_Default | NECB_Default | NECB_Default | NECB_Default | NECB_Default | NECB_Default | NECB_Default | NECB_Default | NECB_Default | NECB_Default | NECB_Default | NECB_Default | aws_batch | 834599497928 | [5 empty] | baseline-2021-03-24 | 6a87033d-ede6-4783-acf8-880bd0e50e61 | TRUE | TRUE | 4404f5ac-97fc-436f-bbdc-f032e314c86c |  | 2293.99 | 3471.0086 | 32.5 | RetailStandalone |  |  | 2 | RetailStandalone | 1 |  | 1 | NECB2017 | 0.24821 | 13984.1807 | 223.9462 | 38.1505 | 113.5275 | 4.9749 | 582.6139 | 202.0148 | EDMONTON | ALBERTA | 78.9381 | 13.5554 | 0 | 92.4936 | 7.4817 | 0.96706 | 0 | 8.4487 | 0 | 0.031909 | 0 | 0 | 0.3597 | 0.11317 | 0.006238 | 0.25454 | 0.032271 | 0.17303 | 0.26863 | 0.0030776 | 0.62833 | 0.014089 | 40.9086 | 111.9114 | Natural Gas | 32.5 | 0.757 | [5 empty] | 0.138 | 0.21 | 1.9 | 1.9 | 2 | Edmonton Intl AP | CAN | 23 | 5588 | 53.31 | -113.579 | 7a | 5120 | AB | CAN_AB_Edmonton.Intl.AP.711230_CWEC2016.epw | 0 | 0 | 0 | 0 | 32.32 | 68.4249 | 0.3214 | 0.0046971 | 117.47 | 0.1 | 2021-03-24 15:15:59 +0000 | eef80c06 | 0.2.11 | :adv_dx_units: NECB_Default :analysis_id: 6a87033d-ede6-4783-acf8-880bd0e50e61 :analysis_name: baseline-2021-03-24 :boiler_eff: NECB_Default :btap_batch_version: 1.0.002 :building_type: RetailStandalone :compute_environment: aws_batch :datapoint_id: 4404f5ac-97fc-436f-bbdc-f032e314c86c :daylighting_type: NECB_Default :dcv_type: NECB_Default :door_construction_cond: NECB_Default :ecm_system_name: NECB_Default :enable_costing: true :epw_file: CAN_AB_Edmonton.Intl.AP.711230_CWEC2016.epw :erv_package: NECB_Default :ext_floor_cond: NECB_Default :ext_roof_cond: NECB_Default :ext_wall_cond: NECB_Default :fdwr_set: NECB_Default :fixed_wind_solar_trans: NECB_Default :fixed_window_cond: NECB_Default :furnace_eff: NECB_Default :glass_door_cond: NECB_Default :glass_door_solar_trans: NECB_Default :ground_floor_cond: NECB_Default :ground_roof_cond: NECB_Default :ground_wall_cond: NECB_Default :lights_scale: NECB_Default :lights_type: NECB_Default :overhead_door_cond: NECB_Default :primary_heating_fuel: NaturalGas :pv_ground_azimuth_angle: NECB_Default :pv_ground_module_description: NECB_Default :pv_ground_tilt_angle: NECB_Default :pv_ground_total_area_pv_panels_m2: NECB_Default :pv_ground_type: NECB_Default :rotation_degrees: NECB_Default :run_annual_simulation: true :s3_bucket: '834599497928' :scale_x: NECB_Default :scale_y: NECB_Default :scale_z: NECB_Default :shw_eff: NECB_Default :skylight_cond: NECB_Default :skylight_solar_trans: NECB_Default :srr_set: NECB_Default :template: NECB2017 | 0 | TRUE | 990.3382 |  | https://s3.console.aws.amazon.com/s3/buckets/834599497928?region=ca-central-1&prefix=sara.gilani/baseline-2021-03-24/6a87033d-ede6-4783-acf8-880bd0e50e61/output/4404f5ac-97fc-436f-bbdc-f032e314c86c/ | 1.0.002 | 0 | 0 |  | 0 | 0 | tier_1 | 0
240 | 0 |  | NECB_Default | NECB_Default | NECB_Default | NECB_Default | NECB_Default | NECB_Default | NECB_Default | NECB_Default | RetailStripmall | NECB2011 | CAN_ON_Toronto.Pearson.Intl.AP.716240_CWEC2016.epw | NaturalGas | NECB_Default | NECB_Default | NECB_Default | NECB_Default | NECB_Default | NECB_Default | NECB_Default | NECB_Default | NECB_Default | NECB_Default | NECB_Default | NECB_Default | NECB_Default | NECB_Default | NECB_Default | NECB_Default | NECB_Default | NECB_Default | NECB_Default | NECB_Default | NECB_Default | NECB_Default | NECB_Default | NECB_Default | NECB_Default | NECB_Default | NECB_Default | aws_batch | 834599497928 | [5 empty] | baseline-2021-03-24 | 6a87033d-ede6-4783-acf8-880bd0e50e61 | TRUE | TRUE | 369bc5f1-862e-4182-86a5-1741c92e6638 |  | 2090.32 | 3274.4664 | 40 | RetailStripmall |  |  | 5 | RetailStripmall | 1 |  | 1 | NECB2011 | 0.30241 | 10827.8493 | 234.0248 | 47.4546 | 122.6118 | 6.2854 | 666.8187 | 256.4421 | TORONTO | ONTARIO | 3.0467 | 16.5697 | 0 | 19.6164 | 24.4102 | 2.9237 | 0 | 27.3339 | 0 | 0.088302 | 0 | 0 | 0.54853 | 0.16814 | 0 | 0.32057 | 0.035196 | 0.25482 | 0.33529 | 0.0020715 | 0.88382 | 0.014715 | 68.2665 | 117.4632 | Natural Gas | 40 | 0.757 | [5 empty] | 0.183 | 0.278 | 2.2 | 2.2 | 5 | Toronto Pearson Intl AP | CAN | 382 | 3615 | 43.677 | -79.631 | 5 | 3890 | ON | CAN_ON_Toronto.Pearson.Intl.AP.716240_CWEC2016.epw | 0 | 0 | 0 | 0 | 30.76 | 435.9193 | 0.33705 | 0.00077318 | 123.19 | 0.1 | 2021-03-24 15:16:03 +0000 | eef80c06 | 0.2.11 | :adv_dx_units: NECB_Default :analysis_id: 6a87033d-ede6-4783-acf8-880bd0e50e61 :analysis_name: baseline-2021-03-24 :boiler_eff: NECB_Default :btap_batch_version: 1.0.002 :building_type: RetailStripmall :compute_environment: aws_batch :datapoint_id: 369bc5f1-862e-4182-86a5-1741c92e6638 :daylighting_type: NECB_Default :dcv_type: NECB_Default :door_construction_cond: NECB_Default :ecm_system_name: NECB_Default :enable_costing: true :epw_file: CAN_ON_Toronto.Pearson.Intl.AP.716240_CWEC2016.epw :erv_package: NECB_Default :ext_floor_cond: NECB_Default :ext_roof_cond: NECB_Default :ext_wall_cond: NECB_Default :fdwr_set: NECB_Default :fixed_wind_solar_trans: NECB_Default :fixed_window_cond: NECB_Default :furnace_eff: NECB_Default :glass_door_cond: NECB_Default :glass_door_solar_trans: NECB_Default :ground_floor_cond: NECB_Default :ground_roof_cond: NECB_Default :ground_wall_cond: NECB_Default :lights_scale: NECB_Default :lights_type: NECB_Default :overhead_door_cond: NECB_Default :primary_heating_fuel: NaturalGas :pv_ground_azimuth_angle: NECB_Default :pv_ground_module_description: NECB_Default :pv_ground_tilt_angle: NECB_Default :pv_ground_total_area_pv_panels_m2: NECB_Default :pv_ground_type: NECB_Default :rotation_degrees: NECB_Default :run_annual_simulation: true :s3_bucket: '834599497928' :scale_x: NECB_Default :scale_y: NECB_Default :scale_z: NECB_Default :shw_eff: NECB_Default :skylight_cond: NECB_Default :skylight_solar_trans: NECB_Default :srr_set: NECB_Default :template: NECB2011 | 0 | TRUE | 989.6051 |  | https://s3.console.aws.amazon.com/s3/buckets/834599497928?region=ca-central-1&prefix=sara.gilani/baseline-2021-03-24/6a87033d-ede6-4783-acf8-880bd0e50e61/output/369bc5f1-862e-4182-86a5-1741c92e6638/ | 1.0.002 | 0 | 0 |  | 0 | 0 | tier_1 | 0
241 | 0 |  | NECB_Default | NECB_Default | NECB_Default | NECB_Default | NECB_Default | NECB_Default | NECB_Default | NECB_Default | RetailStripmall | NECB2015 | CAN_NS_Halifax.Dockyard.713280_CWEC2016.epw | Electricity | NECB_Default | NECB_Default | NECB_Default | NECB_Default | NECB_Default | NECB_Default | NECB_Default | NECB_Default | NECB_Default | NECB_Default | NECB_Default | NECB_Default | NECB_Default | NECB_Default | NECB_Default | NECB_Default | NECB_Default | NECB_Default | NECB_Default | NECB_Default | NECB_Default | NECB_Default | NECB_Default | NECB_Default | NECB_Default | NECB_Default | NECB_Default | aws_batch | 834599497928 | [5 empty] | baseline-2021-03-24 | 6a87033d-ede6-4783-acf8-880bd0e50e61 | TRUE | TRUE | 58dc0592-0c17-42dc-9610-2f8ed5d8ec97 |  | 2090.32 | 3274.4664 | 40 | RetailStripmall |  |  | 5 | RetailStripmall | 1 |  | 1 | NECB2015 | 0.30241 | 10827.8493 | 192.0031 | 11.7359 | 108.5432 | 6.2647 | 564.3312 | 245.7842 | HALIFAX | NOVA SCOTIA | 141.6662 | 0 | 0 | 141.6662 | 27.7834 | 0 | 0 | 27.7834 | 0 | 0.041333 | 0 | 0 | 0.6986 | 0.16611 | 0 | 0.21775 | 0.036162 | 0.22421 | 0 | 0 | 0.6986 | 0.013027 | 93.5154 | 0 | Electricity | 40 | 0.757 | [5 empty] | 0.183 | 0.247 | 2.2 | 2.2 | 5 | Halifax Dockyard | CAN | 112 | 3647 | 44.655 | -63.577 | 6 | 4000 | NS | CAN_NS_Halifax.Dockyard.713280_CWEC2016.epw | 0 | 0.074501 | 0.00017102 | 27.23 | 0 | 435.6285 | 0.35319 | 0.00081075 | 129.09 | 0.1 | 2021-03-24 15:16:01 +0000 | eef80c06 | 0.2.11 | :adv_dx_units: NECB_Default :analysis_id: 6a87033d-ede6-4783-acf8-880bd0e50e61 :analysis_name: baseline-2021-03-24 :boiler_eff: NECB_Default :btap_batch_version: 1.0.002 :building_type: RetailStripmall :compute_environment: aws_batch :datapoint_id: 58dc0592-0c17-42dc-9610-2f8ed5d8ec97 :daylighting_type: NECB_Default :dcv_type: NECB_Default :door_construction_cond: NECB_Default :ecm_system_name: NECB_Default :enable_costing: true :epw_file: CAN_NS_Halifax.Dockyard.713280_CWEC2016.epw :erv_package: NECB_Default :ext_floor_cond: NECB_Default :ext_roof_cond: NECB_Default :ext_wall_cond: NECB_Default :fdwr_set: NECB_Default :fixed_wind_solar_trans: NECB_Default :fixed_window_cond: NECB_Default :furnace_eff: NECB_Default :glass_door_cond: NECB_Default :glass_door_solar_trans: NECB_Default :ground_floor_cond: NECB_Default :ground_roof_cond: NECB_Default :ground_wall_cond: NECB_Default :lights_scale: NECB_Default :lights_type: NECB_Default :overhead_door_cond: NECB_Default :primary_heating_fuel: Electricity :pv_ground_azimuth_angle: NECB_Default :pv_ground_module_description: NECB_Default :pv_ground_tilt_angle: NECB_Default :pv_ground_total_area_pv_panels_m2: NECB_Default :pv_ground_type: NECB_Default :rotation_degrees: NECB_Default :run_annual_simulation: true :s3_bucket: '834599497928' :scale_x: NECB_Default :scale_y: NECB_Default :scale_z: NECB_Default :shw_eff: NECB_Default :skylight_cond: NECB_Default :skylight_solar_trans: NECB_Default :srr_set: NECB_Default :template: NECB2015 | 0 | TRUE | 989.5926 |  | https://s3.console.aws.amazon.com/s3/buckets/834599497928?region=ca-central-1&prefix=sara.gilani/baseline-2021-03-24/6a87033d-ede6-4783-acf8-880bd0e50e61/output/58dc0592-0c17-42dc-9610-2f8ed5d8ec97/ | 1.0.002 | 0 | 0 |  | 0 | 0 | tier_1 | 0
242 | 0 |  | NECB_Default | NECB_Default | NECB_Default | NECB_Default | NECB_Default | NECB_Default | NECB_Default | NECB_Default | RetailStandalone | NECB2015 | CAN_AB_Calgary.Intl.AP.718770_CWEC2016.epw | NaturalGas | NECB_Default | NECB_Default | NECB_Default | NECB_Default | NECB_Default | NECB_Default | NECB_Default | NECB_Default | NECB_Default | NECB_Default | NECB_Default | NECB_Default | NECB_Default | NECB_Default | NECB_Default | NECB_Default | NECB_Default | NECB_Default | NECB_Default | NECB_Default | NECB_Default | NECB_Default | NECB_Default | NECB_Default | NECB_Default | NECB_Default | NECB_Default | aws_batch | 834599497928 | [5 empty] | baseline-2021-03-24 | 6a87033d-ede6-4783-acf8-880bd0e50e61 | TRUE | TRUE | 80f7c7d3-daed-4d9d-9315-8fdf8ac05056 |  | 2293.99 | 3471.0086 | 33.3 | RetailStandalone |  |  | 5 | RetailStandalone | 1 |  | 1 | NECB2015 | 0.24821 | 13984.1807 | 218.2006 | 38.4723 | 112.3249 | 4.9741 | 582.5175 | 208.5457 | CALGARY | ALBERTA | 95.4434 | 15.8458 | 0 | 111.2892 | 9.046 | 1.1305 | 0 | 10.1765 | 0 | 0.041979 | 0 | 0 | 0.43491 | 0.15142 | 0 | 0.30038 | 0.032271 | 0.20616 | 0.31402 | 0.0030776 | 0.74892 | 0.01364 | 53.2857 | 103.8804 | Natural Gas | 33.3 | 0.757 | [5 empty] | 0.162 | 0.21 | 2.2 | 2.2 | 5 | Calgary Intl AP | CAN | 64 | 4781 | 51.114 | -114.02 | 7a | 5000 | AB | CAN_AB_Calgary.Intl.AP.718770_CWEC2016.epw | 0 | 0 | 0 | 0 | 31.29 | 68.4249 | 0.3214 | 0.0046971 | 117.47 | 0.1 | 2021-03-24 15:15:21 +0000 | eef80c06 | 0.2.11 | :adv_dx_units: NECB_Default :analysis_id: 6a87033d-ede6-4783-acf8-880bd0e50e61 :analysis_name: baseline-2021-03-24 :boiler_eff: NECB_Default :btap_batch_version: 1.0.002 :building_type: RetailStandalone :compute_environment: aws_batch :datapoint_id: 80f7c7d3-daed-4d9d-9315-8fdf8ac05056 :daylighting_type: NECB_Default :dcv_type: NECB_Default :door_construction_cond: NECB_Default :ecm_system_name: NECB_Default :enable_costing: true :epw_file: CAN_AB_Calgary.Intl.AP.718770_CWEC2016.epw :erv_package: NECB_Default :ext_floor_cond: NECB_Default :ext_roof_cond: NECB_Default :ext_wall_cond: NECB_Default :fdwr_set: NECB_Default :fixed_wind_solar_trans: NECB_Default :fixed_window_cond: NECB_Default :furnace_eff: NECB_Default :glass_door_cond: NECB_Default :glass_door_solar_trans: NECB_Default :ground_floor_cond: NECB_Default :ground_roof_cond: NECB_Default :ground_wall_cond: NECB_Default :lights_scale: NECB_Default :lights_type: NECB_Default :overhead_door_cond: NECB_Default :primary_heating_fuel: NaturalGas :pv_ground_azimuth_angle: NECB_Default :pv_ground_module_description: NECB_Default :pv_ground_tilt_angle: NECB_Default :pv_ground_total_area_pv_panels_m2: NECB_Default :pv_ground_type: NECB_Default :rotation_degrees: NECB_Default :run_annual_simulation: true :s3_bucket: '834599497928' :scale_x: NECB_Default :scale_y: NECB_Default :scale_z: NECB_Default :shw_eff: NECB_Default :skylight_cond: NECB_Default :skylight_solar_trans: NECB_Default :srr_set: NECB_Default :template: NECB2015 | 0 | TRUE | 991.2459 |  | https://s3.console.aws.amazon.com/s3/buckets/834599497928?region=ca-central-1&prefix=sara.gilani/baseline-2021-03-24/6a87033d-ede6-4783-acf8-880bd0e50e61/output/80f7c7d3-daed-4d9d-9315-8fdf8ac05056/ | 1.0.002 | 0 | 0 |  | 0 | 0 | tier_1 | 0
243 | 0 |  | NECB_Default | NECB_Default | NECB_Default | NECB_Default | NECB_Default | NECB_Default | NECB_Default | NECB_Default | QuickServiceRestaurant | NECB2015 | CAN_AB_Calgary.Intl.AP.718770_CWEC2016.epw | Electricity | NECB_Default | NECB_Default | NECB_Default | NECB_Default | NECB_Default | NECB_Default | NECB_Default | NECB_Default | NECB_Default | NECB_Default | NECB_Default | NECB_Default | NECB_Default | NECB_Default | NECB_Default | NECB_Default | NECB_Default | NECB_Default | NECB_Default | NECB_Default | NECB_Default | NECB_Default | NECB_Default | NECB_Default | NECB_Default | NECB_Default | NECB_Default | aws_batch | 834599497928 | [5 empty] | baseline-2021-03-24 | 6a87033d-ede6-4783-acf8-880bd0e50e61 | TRUE | TRUE | 914345ce-9e40-4718-8ad2-996597d8aeee |  | 232.34 | 444.7457 | 33.3 | QuickServiceRestaurant |  |  | 0 | QuickServiceRestaurant | 1 |  | 1 | NECB2015 | 0.46263 | 961.3389 | 246.8694 | 17.4846 | 66.3675 | 52.1824 | 734.3305 | 351.4265 | CALGARY | ALBERTA | 272.5793 | 0 | 0 | 272.5793 | 25.8348 | 0 | 0 | 25.8348 | 0 | 0.037445 | 0 | 0 | 1.242 | 0.14763 | 0 | 0.58927 | 0.10696 | 0.24021 | 0 | 0 | 1.242 | 0.12051 | 176.0579 | 0 | Electricity | 33.3 | 0.757 | [5 empty] | 0.162 | 0.21 | 2.2 |  | 0 | Calgary Intl AP | CAN | 64 | 4781 | 51.114 | -114.02 | 7a | 5000 | AB | CAN_AB_Calgary.Intl.AP.718770_CWEC2016.epw | 0 | 0.076607 | 0.0043955 | 28 | 0 | 17.4284 | 0.33814 | 0.019402 | 123.59 | 0.1 | 2021-03-24 15:15:28 +0000 | eef80c06 | 0.2.11 | :adv_dx_units: NECB_Default :analysis_id: 6a87033d-ede6-4783-acf8-880bd0e50e61 :analysis_name: baseline-2021-03-24 :boiler_eff: NECB_Default :btap_batch_version: 1.0.002 :building_type: QuickServiceRestaurant :compute_environment: aws_batch :datapoint_id: 914345ce-9e40-4718-8ad2-996597d8aeee :daylighting_type: NECB_Default :dcv_type: NECB_Default :door_construction_cond: NECB_Default :ecm_system_name: NECB_Default :enable_costing: true :epw_file: CAN_AB_Calgary.Intl.AP.718770_CWEC2016.epw :erv_package: NECB_Default :ext_floor_cond: NECB_Default :ext_roof_cond: NECB_Default :ext_wall_cond: NECB_Default :fdwr_set: NECB_Default :fixed_wind_solar_trans: NECB_Default :fixed_window_cond: NECB_Default :furnace_eff: NECB_Default :glass_door_cond: NECB_Default :glass_door_solar_trans: NECB_Default :ground_floor_cond: NECB_Default :ground_roof_cond: NECB_Default :ground_wall_cond: NECB_Default :lights_scale: NECB_Default :lights_type: NECB_Default :overhead_door_cond: NECB_Default :primary_heating_fuel: Electricity :pv_ground_azimuth_angle: NECB_Default :pv_ground_module_description: NECB_Default :pv_ground_tilt_angle: NECB_Default :pv_ground_total_area_pv_panels_m2: NECB_Default :pv_ground_type: NECB_Default :rotation_degrees: NECB_Default :run_annual_simulation: true :s3_bucket: '834599497928' :scale_x: NECB_Default :scale_y: NECB_Default :scale_z: NECB_Default :shw_eff: NECB_Default :skylight_cond: NECB_Default :skylight_solar_trans: NECB_Default :srr_set: NECB_Default :template: NECB2015 | 0 | TRUE | 987.254 |  | https://s3.console.aws.amazon.com/s3/buckets/834599497928?region=ca-central-1&prefix=sara.gilani/baseline-2021-03-24/6a87033d-ede6-4783-acf8-880bd0e50e61/output/914345ce-9e40-4718-8ad2-996597d8aeee/ | 1.0.002 | 0 | 0 |  | 0 | 0 | tier_1 | 0
244 | 0 |  | NECB_Default | NECB_Default | NECB_Default | NECB_Default | NECB_Default | NECB_Default | NECB_Default | NECB_Default | RetailStandalone | NECB2015 | CAN_ON_Toronto.Pearson.Intl.AP.716240_CWEC2016.epw | NaturalGas | NECB_Default | NECB_Default | NECB_Default | NECB_Default | NECB_Default | NECB_Default | NECB_Default | NECB_Default | NECB_Default | NECB_Default | NECB_Default | NECB_Default | NECB_Default | NECB_Default | NECB_Default | NECB_Default | NECB_Default | NECB_Default | NECB_Default | NECB_Default | NECB_Default | NECB_Default | NECB_Default | NECB_Default | NECB_Default | NECB_Default | NECB_Default | aws_batch | 834599497928 | [5 empty] | baseline-2021-03-24 | 6a87033d-ede6-4783-acf8-880bd0e50e61 | TRUE | TRUE | 94e90534-70a0-449a-aeb4-0de68ddc9023 |  | 2293.99 | 3471.0086 | 40 | RetailStandalone |  |  | 5 | RetailStandalone | 1 |  | 1 | NECB2015 | 0.24821 | 13984.1807 | 227.6645 | 39.5667 | 112.7512 | 5.047 | 602.1023 | 217.0729 | TORONTO | ONTARIO | 2.5722 | 14.4197 | 0 | 16.9919 | 20.6082 | 2.5444 | 0 | 23.1526 | 0 | 0.082328 | 0 | 0 | 0.46311 | 0.13976 | 0 | 0.27909 | 0.032271 | 0.20616 | 0.29178 | 0.002585 | 0.75489 | 0.012694 | 59.3138 | 98.0459 | Natural Gas | 40 | 0.757 | [5 empty] | 0.183 | 0.278 | 2.2 | 2.2 | 5 | Toronto Pearson Intl AP | CAN | 382 | 3615 | 43.677 | -79.631 | 5 | 3890 | ON | CAN_ON_Toronto.Pearson.Intl.AP.716240_CWEC2016.epw | 0 | 0 | 0 | 0 | 29.12 | 68.4249 | 0.3214 | 0.0046971 | 117.47 | 0.1 | 2021-03-24 15:15:41 +0000 | eef80c06 | 0.2.11 | :adv_dx_units: NECB_Default :analysis_id: 6a87033d-ede6-4783-acf8-880bd0e50e61 :analysis_name: baseline-2021-03-24 :boiler_eff: NECB_Default :btap_batch_version: 1.0.002 :building_type: RetailStandalone :compute_environment: aws_batch :datapoint_id: 94e90534-70a0-449a-aeb4-0de68ddc9023 :daylighting_type: NECB_Default :dcv_type: NECB_Default :door_construction_cond: NECB_Default :ecm_system_name: NECB_Default :enable_costing: true :epw_file: CAN_ON_Toronto.Pearson.Intl.AP.716240_CWEC2016.epw :erv_package: NECB_Default :ext_floor_cond: NECB_Default :ext_roof_cond: NECB_Default :ext_wall_cond: NECB_Default :fdwr_set: NECB_Default :fixed_wind_solar_trans: NECB_Default :fixed_window_cond: NECB_Default :furnace_eff: NECB_Default :glass_door_cond: NECB_Default :glass_door_solar_trans: NECB_Default :ground_floor_cond: NECB_Default :ground_roof_cond: NECB_Default :ground_wall_cond: NECB_Default :lights_scale: NECB_Default :lights_type: NECB_Default :overhead_door_cond: NECB_Default :primary_heating_fuel: NaturalGas :pv_ground_azimuth_angle: NECB_Default :pv_ground_module_description: NECB_Default :pv_ground_tilt_angle: NECB_Default :pv_ground_total_area_pv_panels_m2: NECB_Default :pv_ground_type: NECB_Default :rotation_degrees: NECB_Default :run_annual_simulation: true :s3_bucket: '834599497928' :scale_x: NECB_Default :scale_y: NECB_Default :scale_z: NECB_Default :shw_eff: NECB_Default :skylight_cond: NECB_Default :skylight_solar_trans: NECB_Default :srr_set: NECB_Default :template: NECB2015 | 0 | TRUE | 991.4019 |  | https://s3.console.aws.amazon.com/s3/buckets/834599497928?region=ca-central-1&prefix=sara.gilani/baseline-2021-03-24/6a87033d-ede6-4783-acf8-880bd0e50e61/output/94e90534-70a0-449a-aeb4-0de68ddc9023/ | 1.0.002 | 0 | 0 |  | 0 | 0 | tier_1 | 0
245 | 0 |  | NECB_Default | NECB_Default | NECB_Default | NECB_Default | NECB_Default | NECB_Default | NECB_Default | NECB_Default | RetailStandalone | NECB2015 | CAN_NS_Halifax.Dockyard.713280_CWEC2016.epw | NaturalGas | NECB_Default | NECB_Default | NECB_Default | NECB_Default | NECB_Default | NECB_Default | NECB_Default | NECB_Default | NECB_Default | NECB_Default | NECB_Default | NECB_Default | NECB_Default | NECB_Default | NECB_Default | NECB_Default | NECB_Default | NECB_Default | NECB_Default | NECB_Default | NECB_Default | NECB_Default | NECB_Default | NECB_Default | NECB_Default | NECB_Default | NECB_Default | aws_batch | 834599497928 | [5 empty] | baseline-2021-03-24 | 6a87033d-ede6-4783-acf8-880bd0e50e61 | TRUE | TRUE | c0f10518-2bdb-4045-a144-ad2c2ee66b74 |  | 2293.99 | 3471.0086 | 40 | RetailStandalone |  |  | 5 | RetailStandalone | 1 |  | 1 | NECB2015 | 0.24821 | 13984.1807 | 185.6621 | 34.4628 | 99.8442 | 4.7307 | 509.7602 | 185.0604 | HALIFAX | NOVA SCOTIA | 85.0686 | 12.9467 | 0 | 98.0153 | 16.6835 | 3.2679 | 0 | 19.9514 | 0 | 0.041936 | 0 | 0 | 0.4195 | 0.13656 | 0 | 0.24727 | 0.032271 | 0.20616 | 0.26018 | 0.0025763 | 0.67969 | 0.012916 | 48.994 | 76.6342 | Natural Gas | 40 | 0.757 | [5 empty] | 0.183 | 0.247 | 2.2 | 2.2 | 5 | Halifax Dockyard | CAN | 112 | 3647 | 44.655 | -63.577 | 6 | 4000 | NS | CAN_NS_Halifax.Dockyard.713280_CWEC2016.epw | 0 | 0 | 0 | 0 | 29.63 | 68.4249 | 0.3214 | 0.0046971 | 117.47 | 0.1 | 2021-03-24 15:16:00 +0000 | eef80c06 | 0.2.11 | :adv_dx_units: NECB_Default :analysis_id: 6a87033d-ede6-4783-acf8-880bd0e50e61 :analysis_name: baseline-2021-03-24 :boiler_eff: NECB_Default :btap_batch_version: 1.0.002 :building_type: RetailStandalone :compute_environment: aws_batch :datapoint_id: c0f10518-2bdb-4045-a144-ad2c2ee66b74 :daylighting_type: NECB_Default :dcv_type: NECB_Default :door_construction_cond: NECB_Default :ecm_system_name: NECB_Default :enable_costing: true :epw_file: CAN_NS_Halifax.Dockyard.713280_CWEC2016.epw :erv_package: NECB_Default :ext_floor_cond: NECB_Default :ext_roof_cond: NECB_Default :ext_wall_cond: NECB_Default :fdwr_set: NECB_Default :fixed_wind_solar_trans: NECB_Default :fixed_window_cond: NECB_Default :furnace_eff: NECB_Default :glass_door_cond: NECB_Default :glass_door_solar_trans: NECB_Default :ground_floor_cond: NECB_Default :ground_roof_cond: NECB_Default :ground_wall_cond: NECB_Default :lights_scale: NECB_Default :lights_type: NECB_Default :overhead_door_cond: NECB_Default :primary_heating_fuel: NaturalGas :pv_ground_azimuth_angle: NECB_Default :pv_ground_module_description: NECB_Default :pv_ground_tilt_angle: NECB_Default :pv_ground_total_area_pv_panels_m2: NECB_Default :pv_ground_type: NECB_Default :rotation_degrees: NECB_Default :run_annual_simulation: true :s3_bucket: '834599497928' :scale_x: NECB_Default :scale_y: NECB_Default :scale_z: NECB_Default :shw_eff: NECB_Default :skylight_cond: NECB_Default :skylight_solar_trans: NECB_Default :srr_set: NECB_Default :template: NECB2015 | 0 | TRUE | 991.9379 |  | https://s3.console.aws.amazon.com/s3/buckets/834599497928?region=ca-central-1&prefix=sara.gilani/baseline-2021-03-24/6a87033d-ede6-4783-acf8-880bd0e50e61/output/c0f10518-2bdb-4045-a144-ad2c2ee66b74/ | 1.0.002 | 0 | 0 |  | 0 | 0 | tier_1 | 0
246 | 0 |  | NECB_Default | NECB_Default | NECB_Default | NECB_Default | NECB_Default | NECB_Default | NECB_Default | NECB_Default | RetailStripmall | NECB2011 | CAN_YT_Whitehorse.Intl.AP.719640_CWEC2016.epw | Electricity | NECB_Default | NECB_Default | NECB_Default | NECB_Default | NECB_Default | NECB_Default | NECB_Default | NECB_Default | NECB_Default | NECB_Default | NECB_Default | NECB_Default | NECB_Default | NECB_Default | NECB_Default | NECB_Default | NECB_Default | NECB_Default | NECB_Default | NECB_Default | NECB_Default | NECB_Default | NECB_Default | NECB_Default | NECB_Default | NECB_Default | NECB_Default | aws_batch | 834599497928 | [5 empty] | baseline-2021-03-24 | 6a87033d-ede6-4783-acf8-880bd0e50e61 | TRUE | TRUE | 0025590b-50b2-49c6-8433-de22b2a03b5d |  | 2090.32 | 3274.4664 | 22.8 | RetailStripmall |  |  | 5 | RetailStripmall | 1 |  | 1 | NECB2011 | 0.30241 | 10827.8493 | 185.8809 | 11.5286 | 104.3402 | 6.1495 | 538.5724 | 230.6731 | WHITEHORSE | YUKON | 13.4796 | 0 | 0 | 13.4796 | 30.87 | 0 | 0 | 30.87 | 0 | 0.01218 | 0 | 0 | 0.86665 | 0.14846 | 0 | 0.40189 | 0.035196 | 0.25482 | 0 | 0 | 0.86665 | 0.014108 | 119.6221 | 0 | Electricity | 22.8 | 0.757 | [5 empty] | 0.162 | 0.21 | 2.2 | 2.2 | 5 | Whitehorse Intl AP | CAN | 5 | 6491 | 60.709 | -135.069 | 7b | 6580 | YT | CAN_YT_Whitehorse.Intl.AP.719640_CWEC2016.epw | 0 | 0.080684 | 0.00018509 | 29.49 | 0 | 435.9193 | 0.33705 | 0.00077318 | 123.19 | 0.1 | 2021-03-24 15:15:54 +0000 | eef80c06 | 0.2.11 | :adv_dx_units: NECB_Default :analysis_id: 6a87033d-ede6-4783-acf8-880bd0e50e61 :analysis_name: baseline-2021-03-24 :boiler_eff: NECB_Default :btap_batch_version: 1.0.002 :building_type: RetailStripmall :compute_environment: aws_batch :datapoint_id: 0025590b-50b2-49c6-8433-de22b2a03b5d :daylighting_type: NECB_Default :dcv_type: NECB_Default :door_construction_cond: NECB_Default :ecm_system_name: NECB_Default :enable_costing: true :epw_file: CAN_YT_Whitehorse.Intl.AP.719640_CWEC2016.epw :erv_package: NECB_Default :ext_floor_cond: NECB_Default :ext_roof_cond: NECB_Default :ext_wall_cond: NECB_Default :fdwr_set: NECB_Default :fixed_wind_solar_trans: NECB_Default :fixed_window_cond: NECB_Default :furnace_eff: NECB_Default :glass_door_cond: NECB_Default :glass_door_solar_trans: NECB_Default :ground_floor_cond: NECB_Default :ground_roof_cond: NECB_Default :ground_wall_cond: NECB_Default :lights_scale: NECB_Default :lights_type: NECB_Default :overhead_door_cond: NECB_Default :primary_heating_fuel: Electricity :pv_ground_azimuth_angle: NECB_Default :pv_ground_module_description: NECB_Default :pv_ground_tilt_angle: NECB_Default :pv_ground_total_area_pv_panels_m2: NECB_Default :pv_ground_type: NECB_Default :rotation_degrees: NECB_Default :run_annual_simulation: true :s3_bucket: '834599497928' :scale_x: NECB_Default :scale_y: NECB_Default :scale_z: NECB_Default :shw_eff: NECB_Default :skylight_cond: NECB_Default :skylight_solar_trans: NECB_Default :srr_set: NECB_Default :template: NECB2011 | 0 | TRUE | 990.4293 |  | https://s3.console.aws.amazon.com/s3/buckets/834599497928?region=ca-central-1&prefix=sara.gilani/baseline-2021-03-24/6a87033d-ede6-4783-acf8-880bd0e50e61/output/0025590b-50b2-49c6-8433-de22b2a03b5d/ | 1.0.002 | 0 | 0 |  | 0 | 0 | tier_1 | 0
247 | 0 |  | NECB_Default | NECB_Default | NECB_Default | NECB_Default | NECB_Default | NECB_Default | NECB_Default | NECB_Default | FullServiceRestaurant | NECB2015 | CAN_NS_Halifax.Dockyard.713280_CWEC2016.epw | Electricity | NECB_Default | NECB_Default | NECB_Default | NECB_Default | NECB_Default | NECB_Default | NECB_Default | NECB_Default | NECB_Default | NECB_Default | NECB_Default | NECB_Default | NECB_Default | NECB_Default | NECB_Default | NECB_Default | NECB_Default | NECB_Default | NECB_Default | NECB_Default | NECB_Default | NECB_Default | NECB_Default | NECB_Default | NECB_Default | NECB_Default | NECB_Default | aws_batch | 834599497928 | [5 empty] | baseline-2021-03-24 | 6a87033d-ede6-4783-acf8-880bd0e50e61 | TRUE | TRUE | 78437b39-ea91-48c7-a756-45e1fa20f896 |  | 511.15 | 845.2233 | 40 | FullServiceRestaurant |  |  | 0 | FullServiceRestaurant | 1 |  | 1 | NECB2015 | 0.35452 | 2384.1067 | 198.0563 | 10.1312 | 60.0209 | 32.6046 | 532.7544 | 231.9415 | HALIFAX | NOVA SCOTIA | 257.2279 | 0 | 0 | 257.2279 | 50.4472 | 0 | 0 | 50.4472 | 0 | 0.02735 | 0 | 0 | 1.2685 | 0.1185 | 0 | 0.69899 | 0.067182 | 0.20528 | 0 | 0 | 1.2685 | 0.15117 | 161.0603 | 0 | Electricity | 40 | 0.757 | [5 empty] | 0.183 | 0.247 | 2.2 |  | 0 | Halifax Dockyard | CAN | 112 | 3647 | 44.655 | -63.577 | 6 | 4000 | NS | CAN_NS_Halifax.Dockyard.713280_CWEC2016.epw | 0 | 0.21141 | 0.0047885 | 77.27 | 0 | 44.149 | 1.0279 | 0.023283 | 375.71 | 0.1 | 2021-03-24 15:16:03 +0000 | eef80c06 | 0.2.11 | :adv_dx_units: NECB_Default :analysis_id: 6a87033d-ede6-4783-acf8-880bd0e50e61 :analysis_name: baseline-2021-03-24 :boiler_eff: NECB_Default :btap_batch_version: 1.0.002 :building_type: FullServiceRestaurant :compute_environment: aws_batch :datapoint_id: 78437b39-ea91-48c7-a756-45e1fa20f896 :daylighting_type: NECB_Default :dcv_type: NECB_Default :door_construction_cond: NECB_Default :ecm_system_name: NECB_Default :enable_costing: true :epw_file: CAN_NS_Halifax.Dockyard.713280_CWEC2016.epw :erv_package: NECB_Default :ext_floor_cond: NECB_Default :ext_roof_cond: NECB_Default :ext_wall_cond: NECB_Default :fdwr_set: NECB_Default :fixed_wind_solar_trans: NECB_Default :fixed_window_cond: NECB_Default :furnace_eff: NECB_Default :glass_door_cond: NECB_Default :glass_door_solar_trans: NECB_Default :ground_floor_cond: NECB_Default :ground_roof_cond: NECB_Default :ground_wall_cond: NECB_Default :lights_scale: NECB_Default :lights_type: NECB_Default :overhead_door_cond: NECB_Default :primary_heating_fuel: Electricity :pv_ground_azimuth_angle: NECB_Default :pv_ground_module_description: NECB_Default :pv_ground_tilt_angle: NECB_Default :pv_ground_total_area_pv_panels_m2: NECB_Default :pv_ground_type: NECB_Default :rotation_degrees: NECB_Default :run_annual_simulation: true :s3_bucket: '834599497928' :scale_x: NECB_Default :scale_y: NECB_Default :scale_z: NECB_Default :shw_eff: NECB_Default :skylight_cond: NECB_Default :skylight_solar_trans: NECB_Default :srr_set: NECB_Default :template: NECB2015 | 0 | TRUE | 986.1754 |  | https://s3.console.aws.amazon.com/s3/buckets/834599497928?region=ca-central-1&prefix=sara.gilani/baseline-2021-03-24/6a87033d-ede6-4783-acf8-880bd0e50e61/output/78437b39-ea91-48c7-a756-45e1fa20f896/ | 1.0.002 | 0 | 0 |  | 0 | 0 | tier_1 | 0
248 | 0 |  | NECB_Default | NECB_Default | NECB_Default | NECB_Default | NECB_Default | NECB_Default | NECB_Default | NECB_Default | RetailStripmall | NECB2015 | CAN_QC_Montreal-Trudeau.Intl.AP.716270_CWEC2016.epw | NaturalGas | NECB_Default | NECB_Default | NECB_Default | NECB_Default | NECB_Default | NECB_Default | NECB_Default | NECB_Default | NECB_Default | NECB_Default | NECB_Default | NECB_Default | NECB_Default | NECB_Default | NECB_Default | NECB_Default | NECB_Default | NECB_Default | NECB_Default | NECB_Default | NECB_Default | NECB_Default | NECB_Default | NECB_Default | NECB_Default | NECB_Default | NECB_Default | aws_batch | 834599497928 | [5 empty] | baseline-2021-03-24 | 6a87033d-ede6-4783-acf8-880bd0e50e61 | TRUE | TRUE | 1ddc25eb-bc63-4a48-b6fc-d813641eaf77 |  | 2090.32 | 3274.4664 | 37.3 | RetailStripmall |  |  | 5 | RetailStripmall | 1 |  | 1 | NECB2015 | 0.30241 | 10827.8493 | 222.6044 | 47.644 | 112.7258 | 6.1581 | 618.0949 | 228.9625 | MONTREAL | QUEBEC | 0.19385 | 21.1448 | 0 | 21.3386 | 12.3459 | 5.5387 | 0 | 17.8846 | 0 | 0.078084 | 0 | 0 | 0.49881 | 0.15794 | 0 | 0.41231 | 0.036162 | 0.22421 | 0.42803 | 0.0024159 | 0.92684 | 0.015725 | 62.6365 | 129.6877 | Natural Gas | 37.3 | 0.757 | [5 empty] | 0.183 | 0.247 | 2.2 | 2.2 | 5 | Montreal-Trudeau Intl AP | CAN | 323 | 4090 | 45.471 | -73.741 | 6 | 4400 | QC | CAN_QC_Montreal-Trudeau.Intl.AP.716270_CWEC2016.epw | 0 | 0 | 0 | 0 | 32.87 | 435.6285 | 0.35319 | 0.00081075 | 129.09 | 0.1 | 2021-03-24 15:15:49 +0000 | eef80c06 | 0.2.11 | :adv_dx_units: NECB_Default :analysis_id: 6a87033d-ede6-4783-acf8-880bd0e50e61 :analysis_name: baseline-2021-03-24 :boiler_eff: NECB_Default :btap_batch_version: 1.0.002 :building_type: RetailStripmall :compute_environment: aws_batch :datapoint_id: 1ddc25eb-bc63-4a48-b6fc-d813641eaf77 :daylighting_type: NECB_Default :dcv_type: NECB_Default :door_construction_cond: NECB_Default :ecm_system_name: NECB_Default :enable_costing: true :epw_file: CAN_QC_Montreal-Trudeau.Intl.AP.716270_CWEC2016.epw :erv_package: NECB_Default :ext_floor_cond: NECB_Default :ext_roof_cond: NECB_Default :ext_wall_cond: NECB_Default :fdwr_set: NECB_Default :fixed_wind_solar_trans: NECB_Default :fixed_window_cond: NECB_Default :furnace_eff: NECB_Default :glass_door_cond: NECB_Default :glass_door_solar_trans: NECB_Default :ground_floor_cond: NECB_Default :ground_roof_cond: NECB_Default :ground_wall_cond: NECB_Default :lights_scale: NECB_Default :lights_type: NECB_Default :overhead_door_cond: NECB_Default :primary_heating_fuel: NaturalGas :pv_ground_azimuth_angle: NECB_Default :pv_ground_module_description: NECB_Default :pv_ground_tilt_angle: NECB_Default :pv_ground_total_area_pv_panels_m2: NECB_Default :pv_ground_type: NECB_Default :rotation_degrees: NECB_Default :run_annual_simulation: true :s3_bucket: '834599497928' :scale_x: NECB_Default :scale_y: NECB_Default :scale_z: NECB_Default :shw_eff: NECB_Default :skylight_cond: NECB_Default :skylight_solar_trans: NECB_Default :srr_set: NECB_Default :template: NECB2015 | 0 | TRUE | 990.3297 |  | https://s3.console.aws.amazon.com/s3/buckets/834599497928?region=ca-central-1&prefix=sara.gilani/baseline-2021-03-24/6a87033d-ede6-4783-acf8-880bd0e50e61/output/1ddc25eb-bc63-4a48-b6fc-d813641eaf77/ | 1.0.002 | 0 | 0 |  | 0 | 0 | tier_1 | 0
249 | 0 |  | NECB_Default | NECB_Default | NECB_Default | NECB_Default | NECB_Default | NECB_Default | NECB_Default | NECB_Default | RetailStandalone | NECB2015 | CAN_QC_Montreal-Trudeau.Intl.AP.716270_CWEC2016.epw | NaturalGas | NECB_Default | NECB_Default | NECB_Default | NECB_Default | NECB_Default | NECB_Default | NECB_Default | NECB_Default | NECB_Default | NECB_Default | NECB_Default | NECB_Default | NECB_Default | NECB_Default | NECB_Default | NECB_Default | NECB_Default | NECB_Default | NECB_Default | NECB_Default | NECB_Default | NECB_Default | NECB_Default | NECB_Default | NECB_Default | NECB_Default | NECB_Default | aws_batch | 834599497928 | [5 empty] | baseline-2021-03-24 | 6a87033d-ede6-4783-acf8-880bd0e50e61 | TRUE | TRUE | aefe1bec-1a2a-42ac-9d6e-30a81f004636 |  | 2293.99 | 3471.0086 | 37.3 | RetailStandalone |  |  | 5 | RetailStandalone | 1 |  | 1 | NECB2015 | 0.24821 | 13984.1807 | 215.2026 | 39.6356 | 103.6828 | 4.965 | 571.573 | 208.0871 | MONTREAL | QUEBEC | 0.17404 | 17.4536 | 0 | 17.6276 | 11.0847 | 4.5718 | 0 | 15.6565 | 0 | 0.074181 | 0 | 0 | 0.44787 | 0.13248 | 0 | 0.34028 | 0.032271 | 0.20616 | 0.35331 | 0.0027768 | 0.80118 | 0.013025 | 56.2511 | 105.3586 | Natural Gas | 37.3 | 0.757 | [5 empty] | 0.183 | 0.247 | 2.2 | 2.2 | 5 | Montreal-Trudeau Intl AP | CAN | 323 | 4090 | 45.471 | -73.741 | 6 | 4400 | QC | CAN_QC_Montreal-Trudeau.Intl.AP.716270_CWEC2016.epw | 0 | 0 | 0 | 0 | 29.88 | 68.4249 | 0.3214 | 0.0046971 | 117.47 | 0.1 | 2021-03-24 15:15:11 +0000 | eef80c06 | 0.2.11 | :adv_dx_units: NECB_Default :analysis_id: 6a87033d-ede6-4783-acf8-880bd0e50e61 :analysis_name: baseline-2021-03-24 :boiler_eff: NECB_Default :btap_batch_version: 1.0.002 :building_type: RetailStandalone :compute_environment: aws_batch :datapoint_id: aefe1bec-1a2a-42ac-9d6e-30a81f004636 :daylighting_type: NECB_Default :dcv_type: NECB_Default :door_construction_cond: NECB_Default :ecm_system_name: NECB_Default :enable_costing: true :epw_file: CAN_QC_Montreal-Trudeau.Intl.AP.716270_CWEC2016.epw :erv_package: NECB_Default :ext_floor_cond: NECB_Default :ext_roof_cond: NECB_Default :ext_wall_cond: NECB_Default :fdwr_set: NECB_Default :fixed_wind_solar_trans: NECB_Default :fixed_window_cond: NECB_Default :furnace_eff: NECB_Default :glass_door_cond: NECB_Default :glass_door_solar_trans: NECB_Default :ground_floor_cond: NECB_Default :ground_roof_cond: NECB_Default :ground_wall_cond: NECB_Default :lights_scale: NECB_Default :lights_type: NECB_Default :overhead_door_cond: NECB_Default :primary_heating_fuel: NaturalGas :pv_ground_azimuth_angle: NECB_Default :pv_ground_module_description: NECB_Default :pv_ground_tilt_angle: NECB_Default :pv_ground_total_area_pv_panels_m2: NECB_Default :pv_ground_type: NECB_Default :rotation_degrees: NECB_Default :run_annual_simulation: true :s3_bucket: '834599497928' :scale_x: NECB_Default :scale_y: NECB_Default :scale_z: NECB_Default :shw_eff: NECB_Default :skylight_cond: NECB_Default :skylight_solar_trans: NECB_Default :srr_set: NECB_Default :template: NECB2015 | 0 | TRUE | 992.2916 |  | https://s3.console.aws.amazon.com/s3/buckets/834599497928?region=ca-central-1&prefix=sara.gilani/baseline-2021-03-24/6a87033d-ede6-4783-acf8-880bd0e50e61/output/aefe1bec-1a2a-42ac-9d6e-30a81f004636/ | 1.0.002 | 0 | 0 |  | 0 | 0 | tier_1 | 0
250 | 0 |  | NECB_Default | NECB_Default | NECB_Default | NECB_Default | NECB_Default | NECB_Default | NECB_Default | NECB_Default | RetailStandalone | NECB2017 | CAN_YT_Whitehorse.Intl.AP.719640_CWEC2016.epw | NaturalGas | NECB_Default | NECB_Default | NECB_Default | NECB_Default | NECB_Default | NECB_Default | NECB_Default | NECB_Default | NECB_Default | NECB_Default | NECB_Default | NECB_Default | NECB_Default | NECB_Default | NECB_Default | NECB_Default | NECB_Default | NECB_Default | NECB_Default | NECB_Default | NECB_Default | NECB_Default | NECB_Default | NECB_Default | NECB_Default | NECB_Default | NECB_Default | aws_batch | 834599497928 | [5 empty] | baseline-2021-03-24 | 6a87033d-ede6-4783-acf8-880bd0e50e61 | TRUE | TRUE | cf9e444b-20f8-4564-a09b-6d1f93d7d596 |  | 2293.99 | 3471.0086 | 22.8 | RetailStandalone |  |  | 2 | RetailStandalone | 1 |  | 1 | NECB2017 | 0.24821 | 13984.1807 | 179.5765 | 32.9133 | 96.0358 | 4.6349 | 471.9038 | 158.7433 | WHITEHORSE | YUKON | 5.0184 | 16.2609 | 0 | 21.2793 | 11.4927 | 2.9639 | 0 | 14.4566 | 0 | 0.012485 | 0 | 0 | 0.32265 | 0.09514 | 0.0068919 | 0.31225 | 0.032271 | 0.17303 | 0.32678 | 0.0028291 | 0.64944 | 0.014534 | 35.9065 | 128.3349 | Natural Gas | 22.8 | 0.757 | [5 empty] | 0.138 | 0.21 | 1.9 | 1.9 | 2 | Whitehorse Intl AP | CAN | 5 | 6491 | 60.709 | -135.069 | 7b | 6580 | YT | CAN_YT_Whitehorse.Intl.AP.719640_CWEC2016.epw | 0 | 0 | 0 | 0 | 33.34 | 68.4249 | 0.3214 | 0.0046971 | 117.47 | 0.1 | 2021-03-24 15:15:45 +0000 | eef80c06 | 0.2.11 | :adv_dx_units: NECB_Default :analysis_id: 6a87033d-ede6-4783-acf8-880bd0e50e61 :analysis_name: baseline-2021-03-24 :boiler_eff: NECB_Default :btap_batch_version: 1.0.002 :building_type: RetailStandalone :compute_environment: aws_batch :datapoint_id: cf9e444b-20f8-4564-a09b-6d1f93d7d596 :daylighting_type: NECB_Default :dcv_type: NECB_Default :door_construction_cond: NECB_Default :ecm_system_name: NECB_Default :enable_costing: true :epw_file: CAN_YT_Whitehorse.Intl.AP.719640_CWEC2016.epw :erv_package: NECB_Default :ext_floor_cond: NECB_Default :ext_roof_cond: NECB_Default :ext_wall_cond: NECB_Default :fdwr_set: NECB_Default :fixed_wind_solar_trans: NECB_Default :fixed_window_cond: NECB_Default :furnace_eff: NECB_Default :glass_door_cond: NECB_Default :glass_door_solar_trans: NECB_Default :ground_floor_cond: NECB_Default :ground_roof_cond: NECB_Default :ground_wall_cond: NECB_Default :lights_scale: NECB_Default :lights_type: NECB_Default :overhead_door_cond: NECB_Default :primary_heating_fuel: NaturalGas :pv_ground_azimuth_angle: NECB_Default :pv_ground_module_description: NECB_Default :pv_ground_tilt_angle: NECB_Default :pv_ground_total_area_pv_panels_m2: NECB_Default :pv_ground_type: NECB_Default :rotation_degrees: NECB_Default :run_annual_simulation: true :s3_bucket: '834599497928' :scale_x: NECB_Default :scale_y: NECB_Default :scale_z: NECB_Default :shw_eff: NECB_Default :skylight_cond: NECB_Default :skylight_solar_trans: NECB_Default :srr_set: NECB_Default :template: NECB2017 | 0 | TRUE | 991.4349 |  | https://s3.console.aws.amazon.com/s3/buckets/834599497928?region=ca-central-1&prefix=sara.gilani/baseline-2021-03-24/6a87033d-ede6-4783-acf8-880bd0e50e61/output/cf9e444b-20f8-4564-a09b-6d1f93d7d596/ | 1.0.002 | 0 | 0 |  | 0 | 0 | tier_1 | 0
251 | 0 |  | NECB_Default | NECB_Default | NECB_Default | NECB_Default | NECB_Default | NECB_Default | NECB_Default | NECB_Default | QuickServiceRestaurant | NECB2017 | CAN_NS_Halifax.Dockyard.713280_CWEC2016.epw | NaturalGas | NECB_Default | NECB_Default | NECB_Default | NECB_Default | NECB_Default | NECB_Default | NECB_Default | NECB_Default | NECB_Default | NECB_Default | NECB_Default | NECB_Default | NECB_Default | NECB_Default | NECB_Default | NECB_Default | NECB_Default | NECB_Default | NECB_Default | NECB_Default | NECB_Default | NECB_Default | NECB_Default | NECB_Default | NECB_Default | NECB_Default | NECB_Default | aws_batch | 834599497928 | [5 empty] | baseline-2021-03-24 | 6a87033d-ede6-4783-acf8-880bd0e50e61 | TRUE | TRUE | 7d6cb0be-c8cc-447b-804a-d1ea46459c45 |  | 232.34 | 444.7457 | 40 | QuickServiceRestaurant |  |  | 0 | QuickServiceRestaurant | 1 |  | 1 | NECB2017 | 0.46263 | 961.3389 | 221.2557 | 118.6591 | 60.0213 | 38.1445 | 766.0886 | 328.008 | HALIFAX | NOVA SCOTIA | 108.6108 | 20.2455 | 0 | 128.8563 | 21.3006 | 5.1102 | 0 | 26.4108 | 0 | 0.040931 | 0 | 0 | 0.53559 | 0.13618 | 0.043083 | 0.26887 | 0.10696 | 0.20806 | 0.40686 | 0.00038736 | 0.94246 | 0.13799 | 39.4571 | 93.7004 | Natural Gas | 40 | 0.757 | [5 empty] | 0.156 | 0.247 | 1.9 |  | 0 | Halifax Dockyard | CAN | 112 | 3647 | 44.655 | -63.577 | 6 | 4000 | NS | CAN_NS_Halifax.Dockyard.713280_CWEC2016.epw | 0 | 0 | 0 | 0 | 32.06 | 17.4284 | 0.33814 | 0.019402 | 123.59 | 0.1 | 2021-03-24 15:15:35 +0000 | eef80c06 | 0.2.11 | :adv_dx_units: NECB_Default :analysis_id: 6a87033d-ede6-4783-acf8-880bd0e50e61 :analysis_name: baseline-2021-03-24 :boiler_eff: NECB_Default :btap_batch_version: 1.0.002 :building_type: QuickServiceRestaurant :compute_environment: aws_batch :datapoint_id: 7d6cb0be-c8cc-447b-804a-d1ea46459c45 :daylighting_type: NECB_Default :dcv_type: NECB_Default :door_construction_cond: NECB_Default :ecm_system_name: NECB_Default :enable_costing: true :epw_file: CAN_NS_Halifax.Dockyard.713280_CWEC2016.epw :erv_package: NECB_Default :ext_floor_cond: NECB_Default :ext_roof_cond: NECB_Default :ext_wall_cond: NECB_Default :fdwr_set: NECB_Default :fixed_wind_solar_trans: NECB_Default :fixed_window_cond: NECB_Default :furnace_eff: NECB_Default :glass_door_cond: NECB_Default :glass_door_solar_trans: NECB_Default :ground_floor_cond: NECB_Default :ground_roof_cond: NECB_Default :ground_wall_cond: NECB_Default :lights_scale: NECB_Default :lights_type: NECB_Default :overhead_door_cond: NECB_Default :primary_heating_fuel: NaturalGas :pv_ground_azimuth_angle: NECB_Default :pv_ground_module_description: NECB_Default :pv_ground_tilt_angle: NECB_Default :pv_ground_total_area_pv_panels_m2: NECB_Default :pv_ground_type: NECB_Default :rotation_degrees: NECB_Default :run_annual_simulation: true :s3_bucket: '834599497928' :scale_x: NECB_Default :scale_y: NECB_Default :scale_z: NECB_Default :shw_eff: NECB_Default :skylight_cond: NECB_Default :skylight_solar_trans: NECB_Default :srr_set: NECB_Default :template: NECB2017 | 0 | TRUE | 987.6105 |  | https://s3.console.aws.amazon.com/s3/buckets/834599497928?region=ca-central-1&prefix=sara.gilani/baseline-2021-03-24/6a87033d-ede6-4783-acf8-880bd0e50e61/output/7d6cb0be-c8cc-447b-804a-d1ea46459c45/ | 1.0.002 | 0 | 0 |  | 0 | 0 | tier_1 | 0
252 | 0 |  | NECB_Default | NECB_Default | NECB_Default | NECB_Default | NECB_Default | NECB_Default | NECB_Default | NECB_Default | RetailStandalone | NECB2015 | CAN_AB_Calgary.Intl.AP.718770_CWEC2016.epw | Electricity | NECB_Default | NECB_Default | NECB_Default | NECB_Default | NECB_Default | NECB_Default | NECB_Default | NECB_Default | NECB_Default | NECB_Default | NECB_Default | NECB_Default | NECB_Default | NECB_Default | NECB_Default | NECB_Default | NECB_Default | NECB_Default | NECB_Default | NECB_Default | NECB_Default | NECB_Default | NECB_Default | NECB_Default | NECB_Default | NECB_Default | NECB_Default | aws_batch | 834599497928 | [5 empty] | baseline-2021-03-24 | 6a87033d-ede6-4783-acf8-880bd0e50e61 | TRUE | TRUE | 14da5484-c318-48bb-b7c1-8c1a7cfe4703 |  | 2293.99 | 3471.0086 | 33.3 | RetailStandalone |  |  | 5 | RetailStandalone | 1 |  | 1 | NECB2015 | 0.24821 | 13984.1807 | 218.2006 | 11.9946 | 112.3249 | 5.628 | 585.7067 | 237.5586 | CALGARY | ALBERTA | 147.041 | 0 | 0 | 147.041 | 13.9364 | 0 | 0 | 13.9364 | 0 | 0.041173 | 0 | 0 | 0.67002 | 0.15011 | 0 | 0.22887 | 0.032271 | 0.20616 | 0 | 0 | 0.67002 | 0.011439 | 101.458 | 0 | Electricity | 33.3 | 0.757 | [5 empty] | 0.162 | 0.21 | 2.2 | 2.2 | 5 | Calgary Intl AP | CAN | 64 | 4781 | 51.114 | -114.02 | 7a | 5000 | AB | CAN_AB_Calgary.Intl.AP.718770_CWEC2016.epw | 0 | 0.071792 | 0.0010492 | 26.24 | 0 | 68.4249 | 0.3214 | 0.0046971 | 117.47 | 0.1 | 2021-03-24 15:16:00 +0000 | eef80c06 | 0.2.11 | :adv_dx_units: NECB_Default :analysis_id: 6a87033d-ede6-4783-acf8-880bd0e50e61 :analysis_name: baseline-2021-03-24 :boiler_eff: NECB_Default :btap_batch_version: 1.0.002 :building_type: RetailStandalone :compute_environment: aws_batch :datapoint_id: 14da5484-c318-48bb-b7c1-8c1a7cfe4703 :daylighting_type: NECB_Default :dcv_type: NECB_Default :door_construction_cond: NECB_Default :ecm_system_name: NECB_Default :enable_costing: true :epw_file: CAN_AB_Calgary.Intl.AP.718770_CWEC2016.epw :erv_package: NECB_Default :ext_floor_cond: NECB_Default :ext_roof_cond: NECB_Default :ext_wall_cond: NECB_Default :fdwr_set: NECB_Default :fixed_wind_solar_trans: NECB_Default :fixed_window_cond: NECB_Default :furnace_eff: NECB_Default :glass_door_cond: NECB_Default :glass_door_solar_trans: NECB_Default :ground_floor_cond: NECB_Default :ground_roof_cond: NECB_Default :ground_wall_cond: NECB_Default :lights_scale: NECB_Default :lights_type: NECB_Default :overhead_door_cond: NECB_Default :primary_heating_fuel: Electricity :pv_ground_azimuth_angle: NECB_Default :pv_ground_module_description: NECB_Default :pv_ground_tilt_angle: NECB_Default :pv_ground_total_area_pv_panels_m2: NECB_Default :pv_ground_type: NECB_Default :rotation_degrees: NECB_Default :run_annual_simulation: true :s3_bucket: '834599497928' :scale_x: NECB_Default :scale_y: NECB_Default :scale_z: NECB_Default :shw_eff: NECB_Default :skylight_cond: NECB_Default :skylight_solar_trans: NECB_Default :srr_set: NECB_Default :template: NECB2015 | 0 | TRUE | 992.1166 |  | https://s3.console.aws.amazon.com/s3/buckets/834599497928?region=ca-central-1&prefix=sara.gilani/baseline-2021-03-24/6a87033d-ede6-4783-acf8-880bd0e50e61/output/14da5484-c318-48bb-b7c1-8c1a7cfe4703/ | 1.0.002 | 0 | 0 |  | 0 | 0 | tier_1 | 0
253 | 0 |  | NECB_Default | NECB_Default | NECB_Default | NECB_Default | NECB_Default | NECB_Default | NECB_Default | NECB_Default | QuickServiceRestaurant | NECB2011 | CAN_ON_Toronto.Pearson.Intl.AP.716240_CWEC2016.epw | NaturalGas | NECB_Default | NECB_Default | NECB_Default | NECB_Default | NECB_Default | NECB_Default | NECB_Default | NECB_Default | NECB_Default | NECB_Default | NECB_Default | NECB_Default | NECB_Default | NECB_Default | NECB_Default | NECB_Default | NECB_Default | NECB_Default | NECB_Default | NECB_Default | NECB_Default | NECB_Default | NECB_Default | NECB_Default | NECB_Default | NECB_Default | NECB_Default | aws_batch | 834599497928 | [5 empty] | baseline-2021-03-24 | 6a87033d-ede6-4783-acf8-880bd0e50e61 | TRUE | TRUE | 299a5077-e0f3-4f80-b87f-fb341dc0e876 |  | 232.34 | 444.7457 | 40 | QuickServiceRestaurant |  |  | 0 | QuickServiceRestaurant | 1 |  | 1 | NECB2011 | 0.46263 | 961.3389 | 263.0011 | 132.5949 | 66.6988 | 40.0338 | 849.3415 | 347.0127 | TORONTO | ONTARIO | 3.2327 | 49.0661 | 0 | 52.2988 | 25.9006 | 8.6577 | 0 | 34.5583 | 0 | 0.078075 | 0 | 0 | 0.58208 | 0.15512 | 0 | 0.85547 | 0.10696 | 0.24111 | 0.99286 | 0.00081777 | 1.5749 | 0.13738 | 50.0216 | 214.0744 | Natural Gas | 40 | 0.757 | [5 empty] | 0.183 | 0.278 | 2.2 |  | 0 | Toronto Pearson Intl AP | CAN | 382 | 3615 | 43.677 | -79.631 | 5 | 3890 | ON | CAN_ON_Toronto.Pearson.Intl.AP.716240_CWEC2016.epw | 0 | 0 | 0 | 0 | 31.92 | 17.4313 | 0.34213 | 0.019628 | 125.05 | 0.1 | 2021-03-24 15:15:53 +0000 | eef80c06 | 0.2.11 | :adv_dx_units: NECB_Default :analysis_id: 6a87033d-ede6-4783-acf8-880bd0e50e61 :analysis_name: baseline-2021-03-24 :boiler_eff: NECB_Default :btap_batch_version: 1.0.002 :building_type: QuickServiceRestaurant :compute_environment: aws_batch :datapoint_id: 299a5077-e0f3-4f80-b87f-fb341dc0e876 :daylighting_type: NECB_Default :dcv_type: NECB_Default :door_construction_cond: NECB_Default :ecm_system_name: NECB_Default :enable_costing: true :epw_file: CAN_ON_Toronto.Pearson.Intl.AP.716240_CWEC2016.epw :erv_package: NECB_Default :ext_floor_cond: NECB_Default :ext_roof_cond: NECB_Default :ext_wall_cond: NECB_Default :fdwr_set: NECB_Default :fixed_wind_solar_trans: NECB_Default :fixed_window_cond: NECB_Default :furnace_eff: NECB_Default :glass_door_cond: NECB_Default :glass_door_solar_trans: NECB_Default :ground_floor_cond: NECB_Default :ground_roof_cond: NECB_Default :ground_wall_cond: NECB_Default :lights_scale: NECB_Default :lights_type: NECB_Default :overhead_door_cond: NECB_Default :primary_heating_fuel: NaturalGas :pv_ground_azimuth_angle: NECB_Default :pv_ground_module_description: NECB_Default :pv_ground_tilt_angle: NECB_Default :pv_ground_total_area_pv_panels_m2: NECB_Default :pv_ground_type: NECB_Default :rotation_degrees: NECB_Default :run_annual_simulation: true :s3_bucket: '834599497928' :scale_x: NECB_Default :scale_y: NECB_Default :scale_z: NECB_Default :shw_eff: NECB_Default :skylight_cond: NECB_Default :skylight_solar_trans: NECB_Default :srr_set: NECB_Default :template: NECB2011 | 0 | TRUE | 988.2494 |  | https://s3.console.aws.amazon.com/s3/buckets/834599497928?region=ca-central-1&prefix=sara.gilani/baseline-2021-03-24/6a87033d-ede6-4783-acf8-880bd0e50e61/output/299a5077-e0f3-4f80-b87f-fb341dc0e876/ | 1.0.002 | 0 | 0 |  | 0 | 0 | tier_1 | 0
254 | 0 |  | NECB_Default | NECB_Default | NECB_Default | NECB_Default | NECB_Default | NECB_Default | NECB_Default | NECB_Default | FullServiceRestaurant | NECB2011 | CAN_AB_Calgary.Intl.AP.718770_CWEC2016.epw | NaturalGas | NECB_Default | NECB_Default | NECB_Default | NECB_Default | NECB_Default | NECB_Default | NECB_Default | NECB_Default | NECB_Default | NECB_Default | NECB_Default | NECB_Default | NECB_Default | NECB_Default | NECB_Default | NECB_Default | NECB_Default | NECB_Default | NECB_Default | NECB_Default | NECB_Default | NECB_Default | NECB_Default | NECB_Default | NECB_Default | NECB_Default | NECB_Default | aws_batch | 834599497928 | [5 empty] | baseline-2021-03-24 | 6a87033d-ede6-4783-acf8-880bd0e50e61 | TRUE | TRUE | 4844c51b-7418-4edc-9566-257002dee658 |  | 511.15 | 845.2233 | 33.3 | FullServiceRestaurant |  |  | 0 | FullServiceRestaurant | 1 |  | 1 | NECB2011 | 0.35452 | 2384.1067 | 230.6528 | 69.0572 | 66.3671 | 18.9352 | 603.4447 | 218.4324 | CALGARY | ALBERTA | 88.6804 | 58.0278 | 0 | 146.7082 | 8.405 | 4.1398 | 0 | 12.5448 | 0 | 0.02332 | 0 | 0 | 0.40409 | 0.12065 | 0 | 0.94231 | 0.067162 | 0.19249 | 1.1499 | 0.00046953 | 1.554 | 0.20763 | 33.9565 | 194.0107 | Natural Gas | 33.3 | 0.757 | [5 empty] | 0.162 | 0.21 | 2.2 |  | 0 | Calgary Intl AP | CAN | 64 | 4781 | 51.114 | -114.02 | 7a | 5000 | AB | CAN_AB_Calgary.Intl.AP.718770_CWEC2016.epw | 0 | 0 | 0 | 0 | 106.13 | 44.1525 | 1.0393 | 0.023539 | 379.87 | 0.1 | 2021-03-24 15:15:57 +0000 | eef80c06 | 0.2.11 | :adv_dx_units: NECB_Default :analysis_id: 6a87033d-ede6-4783-acf8-880bd0e50e61 :analysis_name: baseline-2021-03-24 :boiler_eff: NECB_Default :btap_batch_version: 1.0.002 :building_type: FullServiceRestaurant :compute_environment: aws_batch :datapoint_id: 4844c51b-7418-4edc-9566-257002dee658 :daylighting_type: NECB_Default :dcv_type: NECB_Default :door_construction_cond: NECB_Default :ecm_system_name: NECB_Default :enable_costing: true :epw_file: CAN_AB_Calgary.Intl.AP.718770_CWEC2016.epw :erv_package: NECB_Default :ext_floor_cond: NECB_Default :ext_roof_cond: NECB_Default :ext_wall_cond: NECB_Default :fdwr_set: NECB_Default :fixed_wind_solar_trans: NECB_Default :fixed_window_cond: NECB_Default :furnace_eff: NECB_Default :glass_door_cond: NECB_Default :glass_door_solar_trans: NECB_Default :ground_floor_cond: NECB_Default :ground_roof_cond: NECB_Default :ground_wall_cond: NECB_Default :lights_scale: NECB_Default :lights_type: NECB_Default :overhead_door_cond: NECB_Default :primary_heating_fuel: NaturalGas :pv_ground_azimuth_angle: NECB_Default :pv_ground_module_description: NECB_Default :pv_ground_tilt_angle: NECB_Default :pv_ground_total_area_pv_panels_m2: NECB_Default :pv_ground_type: NECB_Default :rotation_degrees: NECB_Default :run_annual_simulation: true :s3_bucket: '834599497928' :scale_x: NECB_Default :scale_y: NECB_Default :scale_z: NECB_Default :shw_eff: NECB_Default :skylight_cond: NECB_Default :skylight_solar_trans: NECB_Default :srr_set: NECB_Default :template: NECB2011 | 0 | TRUE | 987.0746 |  | https://s3.console.aws.amazon.com/s3/buckets/834599497928?region=ca-central-1&prefix=sara.gilani/baseline-2021-03-24/6a87033d-ede6-4783-acf8-880bd0e50e61/output/4844c51b-7418-4edc-9566-257002dee658/ | 1.0.002 | 0 | 0 |  | 0 | 0 | tier_1 | 0
255 | 0 |  | NECB_Default | NECB_Default | NECB_Default | NECB_Default | NECB_Default | NECB_Default | NECB_Default | NECB_Default | RetailStandalone | NECB2017 | CAN_BC_Vancouver.Intl.AP.718920_CWEC2016.epw | NaturalGas | NECB_Default | NECB_Default | NECB_Default | NECB_Default | NECB_Default | NECB_Default | NECB_Default | NECB_Default | NECB_Default | NECB_Default | NECB_Default | NECB_Default | NECB_Default | NECB_Default | NECB_Default | NECB_Default | NECB_Default | NECB_Default | NECB_Default | NECB_Default | NECB_Default | NECB_Default | NECB_Default | NECB_Default | NECB_Default | NECB_Default | NECB_Default | aws_batch | 834599497928 | [5 empty] | baseline-2021-03-24 | 6a87033d-ede6-4783-acf8-880bd0e50e61 | TRUE | TRUE | 87ed0e09-bf6b-4083-b5e3-f6e1efebddc8 |  | 2293.99 | 3471.0086 | 40 | RetailStandalone |  |  | 2 | RetailStandalone | 1 |  | 1 | NECB2017 | 0.24821 | 13984.1807 | 207.9869 | 32.1701 | 100.5356 | 4.8154 | 523.3097 | 177.8017 | VANCOUVER | BRITISH COLUMBIA | 0.99691 | 10.0185 | 0 | 11.0154 | 9.9551 | 2.2476 | 0 | 12.2027 | 0 | 0.033697 | 0 | 0 | 0.35178 | 0.11065 | 0 | 0.18632 | 0.032271 | 0.17303 | 0.19873 | 0.0021186 | 0.5505 | 0.012406 | 39.5704 | 62.5533 | Natural Gas | 40 | 0.757 | [5 empty] | 0.193 | 0.315 | 2.1 | 2.1 | 2 | Vancouver Intl AP | CAN | 42 | 2797 | 49.195 | -123.184 | 4 | 2800 | BC | CAN_BC_Vancouver.Intl.AP.718920_CWEC2016.epw | 0 | 0 | 0 | 0 | 28.46 | 68.4249 | 0.3214 | 0.0046971 | 117.47 | 0.1 | 2021-03-24 15:15:54 +0000 | eef80c06 | 0.2.11 | :adv_dx_units: NECB_Default :analysis_id: 6a87033d-ede6-4783-acf8-880bd0e50e61 :analysis_name: baseline-2021-03-24 :boiler_eff: NECB_Default :btap_batch_version: 1.0.002 :building_type: RetailStandalone :compute_environment: aws_batch :datapoint_id: 87ed0e09-bf6b-4083-b5e3-f6e1efebddc8 :daylighting_type: NECB_Default :dcv_type: NECB_Default :door_construction_cond: NECB_Default :ecm_system_name: NECB_Default :enable_costing: true :epw_file: CAN_BC_Vancouver.Intl.AP.718920_CWEC2016.epw :erv_package: NECB_Default :ext_floor_cond: NECB_Default :ext_roof_cond: NECB_Default :ext_wall_cond: NECB_Default :fdwr_set: NECB_Default :fixed_wind_solar_trans: NECB_Default :fixed_window_cond: NECB_Default :furnace_eff: NECB_Default :glass_door_cond: NECB_Default :glass_door_solar_trans: NECB_Default :ground_floor_cond: NECB_Default :ground_roof_cond: NECB_Default :ground_wall_cond: NECB_Default :lights_scale: NECB_Default :lights_type: NECB_Default :overhead_door_cond: NECB_Default :primary_heating_fuel: NaturalGas :pv_ground_azimuth_angle: NECB_Default :pv_ground_module_description: NECB_Default :pv_ground_tilt_angle: NECB_Default :pv_ground_total_area_pv_panels_m2: NECB_Default :pv_ground_type: NECB_Default :rotation_degrees: NECB_Default :run_annual_simulation: true :s3_bucket: '834599497928' :scale_x: NECB_Default :scale_y: NECB_Default :scale_z: NECB_Default :shw_eff: NECB_Default :skylight_cond: NECB_Default :skylight_solar_trans: NECB_Default :srr_set: NECB_Default :template: NECB2017 | 0 | TRUE | 991.767 |  | https://s3.console.aws.amazon.com/s3/buckets/834599497928?region=ca-central-1&prefix=sara.gilani/baseline-2021-03-24/6a87033d-ede6-4783-acf8-880bd0e50e61/output/87ed0e09-bf6b-4083-b5e3-f6e1efebddc8/ | 1.0.002 | 0 | 0 |  | 0 | 0 | tier_1 | 0
256 | 0 |  | NECB_Default | NECB_Default | NECB_Default | NECB_Default | NECB_Default | NECB_Default | NECB_Default | NECB_Default | QuickServiceRestaurant | NECB2011 | CAN_AB_Calgary.Intl.AP.718770_CWEC2016.epw | Electricity | NECB_Default | NECB_Default | NECB_Default | NECB_Default | NECB_Default | NECB_Default | NECB_Default | NECB_Default | NECB_Default | NECB_Default | NECB_Default | NECB_Default | NECB_Default | NECB_Default | NECB_Default | NECB_Default | NECB_Default | NECB_Default | NECB_Default | NECB_Default | NECB_Default | NECB_Default | NECB_Default | NECB_Default | NECB_Default | NECB_Default | NECB_Default | aws_batch | 834599497928 | [5 empty] | baseline-2021-03-24 | 6a87033d-ede6-4783-acf8-880bd0e50e61 | TRUE | TRUE | bb717e23-9182-4ddf-acd9-14e8222d8c5a |  | 232.34 | 444.7457 | 33.3 | QuickServiceRestaurant |  |  | 0 | QuickServiceRestaurant | 1 |  | 1 | NECB2011 | 0.46263 | 961.3389 | 246.8694 | 17.4846 | 66.3675 | 52.1824 | 743.3544 | 360.4504 | CALGARY | ALBERTA | 310.8809 | 0 | 0 | 310.8809 | 29.465 | 0 | 0 | 29.465 | 0 | 0.035594 | 0 | 0 | 1.4166 | 0.15266 | 0 | 0.75846 | 0.10696 | 0.24111 | 0 | 0 | 1.4166 | 0.12185 | 202.64 | 0 | Electricity | 33.3 | 0.757 | [5 empty] | 0.162 | 0.21 | 2.2 |  | 0 | Calgary Intl AP | CAN | 64 | 4781 | 51.114 | -114.02 | 7a | 5000 | AB | CAN_AB_Calgary.Intl.AP.718770_CWEC2016.epw | 0 | 0.077456 | 0.0044435 | 28.31 | 0 | 17.4313 | 0.34213 | 0.019628 | 125.05 | 0.1 | 2021-03-24 15:15:59 +0000 | eef80c06 | 0.2.11 | :adv_dx_units: NECB_Default :analysis_id: 6a87033d-ede6-4783-acf8-880bd0e50e61 :analysis_name: baseline-2021-03-24 :boiler_eff: NECB_Default :btap_batch_version: 1.0.002 :building_type: QuickServiceRestaurant :compute_environment: aws_batch :datapoint_id: bb717e23-9182-4ddf-acd9-14e8222d8c5a :daylighting_type: NECB_Default :dcv_type: NECB_Default :door_construction_cond: NECB_Default :ecm_system_name: NECB_Default :enable_costing: true :epw_file: CAN_AB_Calgary.Intl.AP.718770_CWEC2016.epw :erv_package: NECB_Default :ext_floor_cond: NECB_Default :ext_roof_cond: NECB_Default :ext_wall_cond: NECB_Default :fdwr_set: NECB_Default :fixed_wind_solar_trans: NECB_Default :fixed_window_cond: NECB_Default :furnace_eff: NECB_Default :glass_door_cond: NECB_Default :glass_door_solar_trans: NECB_Default :ground_floor_cond: NECB_Default :ground_roof_cond: NECB_Default :ground_wall_cond: NECB_Default :lights_scale: NECB_Default :lights_type: NECB_Default :overhead_door_cond: NECB_Default :primary_heating_fuel: Electricity :pv_ground_azimuth_angle: NECB_Default :pv_ground_module_description: NECB_Default :pv_ground_tilt_angle: NECB_Default :pv_ground_total_area_pv_panels_m2: NECB_Default :pv_ground_type: NECB_Default :rotation_degrees: NECB_Default :run_annual_simulation: true :s3_bucket: '834599497928' :scale_x: NECB_Default :scale_y: NECB_Default :scale_z: NECB_Default :shw_eff: NECB_Default :skylight_cond: NECB_Default :skylight_solar_trans: NECB_Default :srr_set: NECB_Default :template: NECB2011 | 0 | TRUE | 988.5613 |  | https://s3.console.aws.amazon.com/s3/buckets/834599497928?region=ca-central-1&prefix=sara.gilani/baseline-2021-03-24/6a87033d-ede6-4783-acf8-880bd0e50e61/output/bb717e23-9182-4ddf-acd9-14e8222d8c5a/ | 1.0.002 | 0 | 0 |  | 0 | 0 | tier_1 | 0
257 | 0 |  | NECB_Default | NECB_Default | NECB_Default | NECB_Default | NECB_Default | NECB_Default | NECB_Default | NECB_Default | RetailStripmall | NECB2011 | CAN_BC_Vancouver.Intl.AP.718920_CWEC2016.epw | NaturalGas | NECB_Default | NECB_Default | NECB_Default | NECB_Default | NECB_Default | NECB_Default | NECB_Default | NECB_Default | NECB_Default | NECB_Default | NECB_Default | NECB_Default | NECB_Default | NECB_Default | NECB_Default | NECB_Default | NECB_Default | NECB_Default | NECB_Default | NECB_Default | NECB_Default | NECB_Default | NECB_Default | NECB_Default | NECB_Default | NECB_Default | NECB_Default | aws_batch | 834599497928 | [5 empty] | baseline-2021-03-24 | 6a87033d-ede6-4783-acf8-880bd0e50e61 | TRUE | TRUE | 2ed8f989-df2c-4acc-b7ff-be8bd2c98c7c |  | 2090.32 | 3274.4664 | 40 | RetailStripmall |  |  | 5 | RetailStripmall | 1 |  | 1 | NECB2011 | 0.30241 | 10827.8493 | 213.9683 | 35.9371 | 109.3005 | 5.9542 | 587.8538 | 222.6937 | VANCOUVER | BRITISH COLUMBIA | 1.4219 | 11.1194 | 0 | 12.5413 | 14.1993 | 2.4945 | 0 | 16.6938 | 0 | 0.040381 | 0 | 0 | 0.50174 | 0.1698 | 0 | 0.20622 | 0.035196 | 0.25482 | 0.22056 | 0.0015404 | 0.7223 | 0.014338 | 56.1726 | 66.4166 | Natural Gas | 40 | 0.757 | [5 empty] | 0.227 | 0.315 | 2.4 | 2.4 | 5 | Vancouver Intl AP | CAN | 42 | 2797 | 49.195 | -123.184 | 4 | 2800 | BC | CAN_BC_Vancouver.Intl.AP.718920_CWEC2016.epw | 0 | 0 | 0 | 0 | 29.97 | 435.9193 | 0.33705 | 0.00077318 | 123.19 | 0.1 | 2021-03-24 15:16:01 +0000 | eef80c06 | 0.2.11 | :adv_dx_units: NECB_Default :analysis_id: 6a87033d-ede6-4783-acf8-880bd0e50e61 :analysis_name: baseline-2021-03-24 :boiler_eff: NECB_Default :btap_batch_version: 1.0.002 :building_type: RetailStripmall :compute_environment: aws_batch :datapoint_id: 2ed8f989-df2c-4acc-b7ff-be8bd2c98c7c :daylighting_type: NECB_Default :dcv_type: NECB_Default :door_construction_cond: NECB_Default :ecm_system_name: NECB_Default :enable_costing: true :epw_file: CAN_BC_Vancouver.Intl.AP.718920_CWEC2016.epw :erv_package: NECB_Default :ext_floor_cond: NECB_Default :ext_roof_cond: NECB_Default :ext_wall_cond: NECB_Default :fdwr_set: NECB_Default :fixed_wind_solar_trans: NECB_Default :fixed_window_cond: NECB_Default :furnace_eff: NECB_Default :glass_door_cond: NECB_Default :glass_door_solar_trans: NECB_Default :ground_floor_cond: NECB_Default :ground_roof_cond: NECB_Default :ground_wall_cond: NECB_Default :lights_scale: NECB_Default :lights_type: NECB_Default :overhead_door_cond: NECB_Default :primary_heating_fuel: NaturalGas :pv_ground_azimuth_angle: NECB_Default :pv_ground_module_description: NECB_Default :pv_ground_tilt_angle: NECB_Default :pv_ground_total_area_pv_panels_m2: NECB_Default :pv_ground_type: NECB_Default :rotation_degrees: NECB_Default :run_annual_simulation: true :s3_bucket: '834599497928' :scale_x: NECB_Default :scale_y: NECB_Default :scale_z: NECB_Default :shw_eff: NECB_Default :skylight_cond: NECB_Default :skylight_solar_trans: NECB_Default :srr_set: NECB_Default :template: NECB2011 | 0 | TRUE | 991.1722 |  | https://s3.console.aws.amazon.com/s3/buckets/834599497928?region=ca-central-1&prefix=sara.gilani/baseline-2021-03-24/6a87033d-ede6-4783-acf8-880bd0e50e61/output/2ed8f989-df2c-4acc-b7ff-be8bd2c98c7c/ | 1.0.002 | 0 | 0 |  | 0 | 0 | tier_1 | 0
258 | 0 |  | NECB_Default | NECB_Default | NECB_Default | NECB_Default | NECB_Default | NECB_Default | NECB_Default | NECB_Default | RetailStripmall | NECB2011 | CAN_YT_Whitehorse.Intl.AP.719640_CWEC2016.epw | NaturalGas | NECB_Default | NECB_Default | NECB_Default | NECB_Default | NECB_Default | NECB_Default | NECB_Default | NECB_Default | NECB_Default | NECB_Default | NECB_Default | NECB_Default | NECB_Default | NECB_Default | NECB_Default | NECB_Default | NECB_Default | NECB_Default | NECB_Default | NECB_Default | NECB_Default | NECB_Default | NECB_Default | NECB_Default | NECB_Default | NECB_Default | NECB_Default | aws_batch | 834599497928 | [5 empty] | baseline-2021-03-24 | 6a87033d-ede6-4783-acf8-880bd0e50e61 | TRUE | TRUE | 85591f01-11ae-476f-996e-a7f4fa4e0ad2 |  | 2090.32 | 3274.4664 | 22.8 | RetailStripmall |  |  | 5 | RetailStripmall | 1 |  | 1 | NECB2011 | 0.30241 | 10827.8493 | 185.8809 | 37.864 | 104.3402 | 5.7064 | 535.8213 | 202.0297 | WHITEHORSE | YUKON | 7.0683 | 27.5947 | 0 | 34.663 | 16.1872 | 5.0298 | 0 | 21.217 | 0 | 0.012367 | 0 | 0 | 0.45444 | 0.14982 | 0 | 0.53761 | 0.035196 | 0.25482 | 0.55456 | 0.0022389 | 1.009 | 0.016945 | 51.1873 | 129.3029 | Natural Gas | 22.8 | 0.757 | [5 empty] | 0.162 | 0.21 | 2.2 | 2.2 | 5 | Whitehorse Intl AP | CAN | 5 | 6491 | 60.709 | -135.069 | 7b | 6580 | YT | CAN_YT_Whitehorse.Intl.AP.719640_CWEC2016.epw | 0 | 0 | 0 | 0 | 35.42 | 435.9193 | 0.33705 | 0.00077318 | 123.19 | 0.1 | 2021-03-24 15:15:40 +0000 | eef80c06 | 0.2.11 | :adv_dx_units: NECB_Default :analysis_id: 6a87033d-ede6-4783-acf8-880bd0e50e61 :analysis_name: baseline-2021-03-24 :boiler_eff: NECB_Default :btap_batch_version: 1.0.002 :building_type: RetailStripmall :compute_environment: aws_batch :datapoint_id: 85591f01-11ae-476f-996e-a7f4fa4e0ad2 :daylighting_type: NECB_Default :dcv_type: NECB_Default :door_construction_cond: NECB_Default :ecm_system_name: NECB_Default :enable_costing: true :epw_file: CAN_YT_Whitehorse.Intl.AP.719640_CWEC2016.epw :erv_package: NECB_Default :ext_floor_cond: NECB_Default :ext_roof_cond: NECB_Default :ext_wall_cond: NECB_Default :fdwr_set: NECB_Default :fixed_wind_solar_trans: NECB_Default :fixed_window_cond: NECB_Default :furnace_eff: NECB_Default :glass_door_cond: NECB_Default :glass_door_solar_trans: NECB_Default :ground_floor_cond: NECB_Default :ground_roof_cond: NECB_Default :ground_wall_cond: NECB_Default :lights_scale: NECB_Default :lights_type: NECB_Default :overhead_door_cond: NECB_Default :primary_heating_fuel: NaturalGas :pv_ground_azimuth_angle: NECB_Default :pv_ground_module_description: NECB_Default :pv_ground_tilt_angle: NECB_Default :pv_ground_total_area_pv_panels_m2: NECB_Default :pv_ground_type: NECB_Default :rotation_degrees: NECB_Default :run_annual_simulation: true :s3_bucket: '834599497928' :scale_x: NECB_Default :scale_y: NECB_Default :scale_z: NECB_Default :shw_eff: NECB_Default :skylight_cond: NECB_Default :skylight_solar_trans: NECB_Default :srr_set: NECB_Default :template: NECB2011 | 0 | TRUE | 990.9375 |  | https://s3.console.aws.amazon.com/s3/buckets/834599497928?region=ca-central-1&prefix=sara.gilani/baseline-2021-03-24/6a87033d-ede6-4783-acf8-880bd0e50e61/output/85591f01-11ae-476f-996e-a7f4fa4e0ad2/ | 1.0.002 | 0 | 0 |  | 0 | 0 | tier_1 | 0
259 | 0 |  | NECB_Default | NECB_Default | NECB_Default | NECB_Default | NECB_Default | NECB_Default | NECB_Default | NECB_Default | QuickServiceRestaurant | NECB2015 | CAN_AB_Edmonton.Intl.AP.711230_CWEC2016.epw | NaturalGas | NECB_Default | NECB_Default | NECB_Default | NECB_Default | NECB_Default | NECB_Default | NECB_Default | NECB_Default | NECB_Default | NECB_Default | NECB_Default | NECB_Default | NECB_Default | NECB_Default | NECB_Default | NECB_Default | NECB_Default | NECB_Default | NECB_Default | NECB_Default | NECB_Default | NECB_Default | NECB_Default | NECB_Default | NECB_Default | NECB_Default | NECB_Default | aws_batch | 834599497928 | [5 empty] | baseline-2021-03-24 | 6a87033d-ede6-4783-acf8-880bd0e50e61 | TRUE | TRUE | 66e4d34f-f57b-40b3-9405-e3c7cc348f10 |  | 232.34 | 444.7457 | 32.5 | QuickServiceRestaurant |  |  | 0 | QuickServiceRestaurant | 1 |  | 1 | NECB2015 | 0.46263 | 961.3389 | 246.8733 | 131.6154 | 67.2035 | 39.5565 | 792.3975 | 307.1488 | EDMONTON | ALBERTA | 114.5177 | 55.835 | 0 | 170.3527 | 10.8539 | 3.9833 | 0 | 14.8372 | 0 | 0.033658 | 0 | 0 | 0.52182 | 0.14001 | 0 | 0.95352 | 0.10696 | 0.24021 | 1.1065 | 0.00098993 | 1.6283 | 0.15301 | 39.847 | 183.7526 | Natural Gas | 32.5 | 0.757 | [5 empty] | 0.162 | 0.21 | 2.2 |  | 0 | Edmonton Intl AP | CAN | 23 | 5588 | 53.31 | -113.579 | 7a | 5120 | AB | CAN_AB_Edmonton.Intl.AP.711230_CWEC2016.epw | 0 | 0 | 0 | 0 | 35.55 | 17.4284 | 0.33814 | 0.019402 | 123.59 | 0.1 | 2021-03-24 15:15:19 +0000 | eef80c06 | 0.2.11 | :adv_dx_units: NECB_Default :analysis_id: 6a87033d-ede6-4783-acf8-880bd0e50e61 :analysis_name: baseline-2021-03-24 :boiler_eff: NECB_Default :btap_batch_version: 1.0.002 :building_type: QuickServiceRestaurant :compute_environment: aws_batch :datapoint_id: 66e4d34f-f57b-40b3-9405-e3c7cc348f10 :daylighting_type: NECB_Default :dcv_type: NECB_Default :door_construction_cond: NECB_Default :ecm_system_name: NECB_Default :enable_costing: true :epw_file: CAN_AB_Edmonton.Intl.AP.711230_CWEC2016.epw :erv_package: NECB_Default :ext_floor_cond: NECB_Default :ext_roof_cond: NECB_Default :ext_wall_cond: NECB_Default :fdwr_set: NECB_Default :fixed_wind_solar_trans: NECB_Default :fixed_window_cond: NECB_Default :furnace_eff: NECB_Default :glass_door_cond: NECB_Default :glass_door_solar_trans: NECB_Default :ground_floor_cond: NECB_Default :ground_roof_cond: NECB_Default :ground_wall_cond: NECB_Default :lights_scale: NECB_Default :lights_type: NECB_Default :overhead_door_cond: NECB_Default :primary_heating_fuel: NaturalGas :pv_ground_azimuth_angle: NECB_Default :pv_ground_module_description: NECB_Default :pv_ground_tilt_angle: NECB_Default :pv_ground_total_area_pv_panels_m2: NECB_Default :pv_ground_type: NECB_Default :rotation_degrees: NECB_Default :run_annual_simulation: true :s3_bucket: '834599497928' :scale_x: NECB_Default :scale_y: NECB_Default :scale_z: NECB_Default :shw_eff: NECB_Default :skylight_cond: NECB_Default :skylight_solar_trans: NECB_Default :srr_set: NECB_Default :template: NECB2015 | 0 | TRUE | 988.4237 |  | https://s3.console.aws.amazon.com/s3/buckets/834599497928?region=ca-central-1&prefix=sara.gilani/baseline-2021-03-24/6a87033d-ede6-4783-acf8-880bd0e50e61/output/66e4d34f-f57b-40b3-9405-e3c7cc348f10/ | 1.0.002 | 0 | 0 |  | 0 | 0 | tier_1 | 0
260 | 0 |  | NECB_Default | NECB_Default | NECB_Default | NECB_Default | NECB_Default | NECB_Default | NECB_Default | NECB_Default | QuickServiceRestaurant | NECB2011 | CAN_YT_Whitehorse.Intl.AP.719640_CWEC2016.epw | Electricity | NECB_Default | NECB_Default | NECB_Default | NECB_Default | NECB_Default | NECB_Default | NECB_Default | NECB_Default | NECB_Default | NECB_Default | NECB_Default | NECB_Default | NECB_Default | NECB_Default | NECB_Default | NECB_Default | NECB_Default | NECB_Default | NECB_Default | NECB_Default | NECB_Default | NECB_Default | NECB_Default | NECB_Default | NECB_Default | NECB_Default | NECB_Default | aws_batch | 834599497928 | [5 empty] | baseline-2021-03-24 | 6a87033d-ede6-4783-acf8-880bd0e50e61 | TRUE | TRUE | 5a22ff9f-9901-4af7-bb50-1267f2730086 |  | 232.34 | 444.7457 | 22.8 | QuickServiceRestaurant |  |  | 0 | QuickServiceRestaurant | 1 |  | 1 | NECB2011 | 0.46263 | 961.3389 | 195.4255 | 14.8049 | 59.5642 | 50.5598 | 647.3482 | 326.9938 | WHITEHORSE | YUKON | 28.1143 | 0 | 0 | 28.1143 | 64.3855 | 0 | 0 | 64.3855 | 0 | 0.014074 | 0 | 0 | 1.8076 | 0.1336 | 0 | 1.1793 | 0.10696 | 0.24111 | 0 | 0 | 1.8076 | 0.13256 | 261.2939 | 0 | Electricity | 22.8 | 0.757 | [5 empty] | 0.162 | 0.21 | 2.2 |  | 0 | Whitehorse Intl AP | CAN | 5 | 6491 | 60.709 | -135.069 | 7b | 6580 | YT | CAN_YT_Whitehorse.Intl.AP.719640_CWEC2016.epw | 0 | 0.084268 | 0.0048343 | 30.8 | 0 | 17.4313 | 0.34213 | 0.019628 | 125.05 | 0.1 | 2021-03-24 15:15:55 +0000 | eef80c06 | 0.2.11 | :adv_dx_units: NECB_Default :analysis_id: 6a87033d-ede6-4783-acf8-880bd0e50e61 :analysis_name: baseline-2021-03-24 :boiler_eff: NECB_Default :btap_batch_version: 1.0.002 :building_type: QuickServiceRestaurant :compute_environment: aws_batch :datapoint_id: 5a22ff9f-9901-4af7-bb50-1267f2730086 :daylighting_type: NECB_Default :dcv_type: NECB_Default :door_construction_cond: NECB_Default :ecm_system_name: NECB_Default :enable_costing: true :epw_file: CAN_YT_Whitehorse.Intl.AP.719640_CWEC2016.epw :erv_package: NECB_Default :ext_floor_cond: NECB_Default :ext_roof_cond: NECB_Default :ext_wall_cond: NECB_Default :fdwr_set: NECB_Default :fixed_wind_solar_trans: NECB_Default :fixed_window_cond: NECB_Default :furnace_eff: NECB_Default :glass_door_cond: NECB_Default :glass_door_solar_trans: NECB_Default :ground_floor_cond: NECB_Default :ground_roof_cond: NECB_Default :ground_wall_cond: NECB_Default :lights_scale: NECB_Default :lights_type: NECB_Default :overhead_door_cond: NECB_Default :primary_heating_fuel: Electricity :pv_ground_azimuth_angle: NECB_Default :pv_ground_module_description: NECB_Default :pv_ground_tilt_angle: NECB_Default :pv_ground_total_area_pv_panels_m2: NECB_Default :pv_ground_type: NECB_Default :rotation_degrees: NECB_Default :run_annual_simulation: true :s3_bucket: '834599497928' :scale_x: NECB_Default :scale_y: NECB_Default :scale_z: NECB_Default :shw_eff: NECB_Default :skylight_cond: NECB_Default :skylight_solar_trans: NECB_Default :srr_set: NECB_Default :template: NECB2011 | 0 | TRUE | 988.6439 |  | https://s3.console.aws.amazon.com/s3/buckets/834599497928?region=ca-central-1&prefix=sara.gilani/baseline-2021-03-24/6a87033d-ede6-4783-acf8-880bd0e50e61/output/5a22ff9f-9901-4af7-bb50-1267f2730086/ | 1.0.002 | 0 | 0 |  | 0 | 0 | tier_1 | 0
261 | 0 |  | NECB_Default | NECB_Default | NECB_Default | NECB_Default | NECB_Default | NECB_Default | NECB_Default | NECB_Default | RetailStandalone | NECB2015 | CAN_ON_Toronto.Pearson.Intl.AP.716240_CWEC2016.epw | Electricity | NECB_Default | NECB_Default | NECB_Default | NECB_Default | NECB_Default | NECB_Default | NECB_Default | NECB_Default | NECB_Default | NECB_Default | NECB_Default | NECB_Default | NECB_Default | NECB_Default | NECB_Default | NECB_Default | NECB_Default | NECB_Default | NECB_Default | NECB_Default | NECB_Default | NECB_Default | NECB_Default | NECB_Default | NECB_Default | NECB_Default | NECB_Default | aws_batch | 834599497928 | [5 empty] | baseline-2021-03-24 | 6a87033d-ede6-4783-acf8-880bd0e50e61 | TRUE | TRUE | 47ac4187-a8a9-4b54-a08a-1b942a35025c |  | 2293.99 | 3471.0086 | 40 | RetailStandalone |  |  | 5 | RetailStandalone | 1 |  | 1 | NECB2015 | 0.24821 | 13984.1807 | 227.6645 | 12.5447 | 112.7512 | 5.6484 | 601.6403 | 243.0315 | TORONTO | ONTARIO | 3.7718 | 0 | 0 | 3.7718 | 30.2198 | 0 | 0 | 30.2198 | 0 | 0.080728 | 0 | 0 | 0.6791 | 0.13875 | 0 | 0.21053 | 0.032271 | 0.20616 | 0 | 0 | 0.6791 | 0.010663 | 90.7326 | 0 | Electricity | 40 | 0.757 | [5 empty] | 0.183 | 0.278 | 2.2 | 2.2 | 5 | Toronto Pearson Intl AP | CAN | 382 | 3615 | 43.677 | -79.631 | 5 | 3890 | ON | CAN_ON_Toronto.Pearson.Intl.AP.716240_CWEC2016.epw | 0 | 0.066922 | 0.00097804 | 24.46 | 0 | 68.4249 | 0.3214 | 0.0046971 | 117.47 | 0.1 | 2021-03-24 15:15:55 +0000 | eef80c06 | 0.2.11 | :adv_dx_units: NECB_Default :analysis_id: 6a87033d-ede6-4783-acf8-880bd0e50e61 :analysis_name: baseline-2021-03-24 :boiler_eff: NECB_Default :btap_batch_version: 1.0.002 :building_type: RetailStandalone :compute_environment: aws_batch :datapoint_id: 47ac4187-a8a9-4b54-a08a-1b942a35025c :daylighting_type: NECB_Default :dcv_type: NECB_Default :door_construction_cond: NECB_Default :ecm_system_name: NECB_Default :enable_costing: true :epw_file: CAN_ON_Toronto.Pearson.Intl.AP.716240_CWEC2016.epw :erv_package: NECB_Default :ext_floor_cond: NECB_Default :ext_roof_cond: NECB_Default :ext_wall_cond: NECB_Default :fdwr_set: NECB_Default :fixed_wind_solar_trans: NECB_Default :fixed_window_cond: NECB_Default :furnace_eff: NECB_Default :glass_door_cond: NECB_Default :glass_door_solar_trans: NECB_Default :ground_floor_cond: NECB_Default :ground_roof_cond: NECB_Default :ground_wall_cond: NECB_Default :lights_scale: NECB_Default :lights_type: NECB_Default :overhead_door_cond: NECB_Default :primary_heating_fuel: Electricity :pv_ground_azimuth_angle: NECB_Default :pv_ground_module_description: NECB_Default :pv_ground_tilt_angle: NECB_Default :pv_ground_total_area_pv_panels_m2: NECB_Default :pv_ground_type: NECB_Default :rotation_degrees: NECB_Default :run_annual_simulation: true :s3_bucket: '834599497928' :scale_x: NECB_Default :scale_y: NECB_Default :scale_z: NECB_Default :shw_eff: NECB_Default :skylight_cond: NECB_Default :skylight_solar_trans: NECB_Default :srr_set: NECB_Default :template: NECB2015 | 0 | TRUE | 992.5721 |  | https://s3.console.aws.amazon.com/s3/buckets/834599497928?region=ca-central-1&prefix=sara.gilani/baseline-2021-03-24/6a87033d-ede6-4783-acf8-880bd0e50e61/output/47ac4187-a8a9-4b54-a08a-1b942a35025c/ | 1.0.002 | 0 | 0 |  | 0 | 0 | tier_1 | 0
262 | 0 |  | NECB_Default | NECB_Default | NECB_Default | NECB_Default | NECB_Default | NECB_Default | NECB_Default | NECB_Default | QuickServiceRestaurant | NECB2011 | CAN_AB_Calgary.Intl.AP.718770_CWEC2016.epw | NaturalGas | NECB_Default | NECB_Default | NECB_Default | NECB_Default | NECB_Default | NECB_Default | NECB_Default | NECB_Default | NECB_Default | NECB_Default | NECB_Default | NECB_Default | NECB_Default | NECB_Default | NECB_Default | NECB_Default | NECB_Default | NECB_Default | NECB_Default | NECB_Default | NECB_Default | NECB_Default | NECB_Default | NECB_Default | NECB_Default | NECB_Default | NECB_Default | aws_batch | 834599497928 | [5 empty] | baseline-2021-03-24 | 6a87033d-ede6-4783-acf8-880bd0e50e61 | TRUE | TRUE | 84e8f13d-744a-4512-98f2-c91b77522c5a |  | 232.34 | 444.7457 | 33.3 | QuickServiceRestaurant |  |  | 0 | QuickServiceRestaurant | 1 |  | 1 | NECB2011 | 0.46263 | 961.3389 | 246.8694 | 129.2051 | 66.3675 | 39.5719 | 810.1038 | 328.0899 | CALGARY | ALBERTA | 117.8519 | 54.6796 | 0 | 172.5316 | 11.1699 | 3.9009 | 0 | 15.0708 | 0 | 0.035594 | 0 | 0 | 0.53706 | 0.15262 | 0 | 0.93514 | 0.10696 | 0.24111 | 1.0836 | 0.00077473 | 1.6207 | 0.14849 | 41.3844 | 207.6638 | Natural Gas | 33.3 | 0.757 | [5 empty] | 0.162 | 0.21 | 2.2 |  | 0 | Calgary Intl AP | CAN | 64 | 4781 | 51.114 | -114.02 | 7a | 5000 | AB | CAN_AB_Calgary.Intl.AP.718770_CWEC2016.epw | 0 | 0 | 0 | 0 | 34.5 | 17.4313 | 0.34213 | 0.019628 | 125.05 | 0.1 | 2021-03-24 15:16:03 +0000 | eef80c06 | 0.2.11 | :adv_dx_units: NECB_Default :analysis_id: 6a87033d-ede6-4783-acf8-880bd0e50e61 :analysis_name: baseline-2021-03-24 :boiler_eff: NECB_Default :btap_batch_version: 1.0.002 :building_type: QuickServiceRestaurant :compute_environment: aws_batch :datapoint_id: 84e8f13d-744a-4512-98f2-c91b77522c5a :daylighting_type: NECB_Default :dcv_type: NECB_Default :door_construction_cond: NECB_Default :ecm_system_name: NECB_Default :enable_costing: true :epw_file: CAN_AB_Calgary.Intl.AP.718770_CWEC2016.epw :erv_package: NECB_Default :ext_floor_cond: NECB_Default :ext_roof_cond: NECB_Default :ext_wall_cond: NECB_Default :fdwr_set: NECB_Default :fixed_wind_solar_trans: NECB_Default :fixed_window_cond: NECB_Default :furnace_eff: NECB_Default :glass_door_cond: NECB_Default :glass_door_solar_trans: NECB_Default :ground_floor_cond: NECB_Default :ground_roof_cond: NECB_Default :ground_wall_cond: NECB_Default :lights_scale: NECB_Default :lights_type: NECB_Default :overhead_door_cond: NECB_Default :primary_heating_fuel: NaturalGas :pv_ground_azimuth_angle: NECB_Default :pv_ground_module_description: NECB_Default :pv_ground_tilt_angle: NECB_Default :pv_ground_total_area_pv_panels_m2: NECB_Default :pv_ground_type: NECB_Default :rotation_degrees: NECB_Default :run_annual_simulation: true :s3_bucket: '834599497928' :scale_x: NECB_Default :scale_y: NECB_Default :scale_z: NECB_Default :shw_eff: NECB_Default :skylight_cond: NECB_Default :skylight_solar_trans: NECB_Default :srr_set: NECB_Default :template: NECB2011 | 0 | TRUE | 988.9213 |  | https://s3.console.aws.amazon.com/s3/buckets/834599497928?region=ca-central-1&prefix=sara.gilani/baseline-2021-03-24/6a87033d-ede6-4783-acf8-880bd0e50e61/output/84e8f13d-744a-4512-98f2-c91b77522c5a/ | 1.0.002 | 0 | 0 |  | 0 | 0 | tier_1 | 0
263 | 0 |  | NECB_Default | NECB_Default | NECB_Default | NECB_Default | NECB_Default | NECB_Default | NECB_Default | NECB_Default | RetailStripmall | NECB2011 | CAN_AB_Edmonton.Intl.AP.711230_CWEC2016.epw | Electricity | NECB_Default | NECB_Default | NECB_Default | NECB_Default | NECB_Default | NECB_Default | NECB_Default | NECB_Default | NECB_Default | NECB_Default | NECB_Default | NECB_Default | NECB_Default | NECB_Default | NECB_Default | NECB_Default | NECB_Default | NECB_Default | NECB_Default | NECB_Default | NECB_Default | NECB_Default | NECB_Default | NECB_Default | NECB_Default | NECB_Default | NECB_Default | aws_batch | 834599497928 | [5 empty] | baseline-2021-03-24 | 6a87033d-ede6-4783-acf8-880bd0e50e61 | TRUE | TRUE | d7234c44-e9fb-4635-80ec-45117915f4ec |  | 2090.32 | 3274.4664 | 32.5 | RetailStripmall |  |  | 5 | RetailStripmall | 1 |  | 1 | NECB2011 | 0.30241 | 10827.8493 | 228.0989 | 14.2231 | 123.4543 | 6.4757 | 645.4238 | 273.1718 | EDMONTON | ALBERTA | 184.8201 | 0 | 0 | 184.8201 | 17.5171 | 0 | 0 | 17.5171 | 0 | 0.041563 | 0 | 0 | 0.84217 | 0.17028 | 0 | 0.32665 | 0.035196 | 0.25482 | 0 | 0 | 0.84217 | 0.013658 | 111.0388 | 0 | Electricity | 32.5 | 0.757 | [5 empty] | 0.162 | 0.21 | 2.2 | 2.2 | 5 | Edmonton Intl AP | CAN | 23 | 5588 | 53.31 | -113.579 | 7a | 5120 | AB | CAN_AB_Edmonton.Intl.AP.711230_CWEC2016.epw | 0 | 0.078112 | 0.00017919 | 28.55 | 0 | 435.9193 | 0.33705 | 0.00077318 | 123.19 | 0.1 | 2021-03-24 15:15:52 +0000 | eef80c06 | 0.2.11 | :adv_dx_units: NECB_Default :analysis_id: 6a87033d-ede6-4783-acf8-880bd0e50e61 :analysis_name: baseline-2021-03-24 :boiler_eff: NECB_Default :btap_batch_version: 1.0.002 :building_type: RetailStripmall :compute_environment: aws_batch :datapoint_id: d7234c44-e9fb-4635-80ec-45117915f4ec :daylighting_type: NECB_Default :dcv_type: NECB_Default :door_construction_cond: NECB_Default :ecm_system_name: NECB_Default :enable_costing: true :epw_file: CAN_AB_Edmonton.Intl.AP.711230_CWEC2016.epw :erv_package: NECB_Default :ext_floor_cond: NECB_Default :ext_roof_cond: NECB_Default :ext_wall_cond: NECB_Default :fdwr_set: NECB_Default :fixed_wind_solar_trans: NECB_Default :fixed_window_cond: NECB_Default :furnace_eff: NECB_Default :glass_door_cond: NECB_Default :glass_door_solar_trans: NECB_Default :ground_floor_cond: NECB_Default :ground_roof_cond: NECB_Default :ground_wall_cond: NECB_Default :lights_scale: NECB_Default :lights_type: NECB_Default :overhead_door_cond: NECB_Default :primary_heating_fuel: Electricity :pv_ground_azimuth_angle: NECB_Default :pv_ground_module_description: NECB_Default :pv_ground_tilt_angle: NECB_Default :pv_ground_total_area_pv_panels_m2: NECB_Default :pv_ground_type: NECB_Default :rotation_degrees: NECB_Default :run_annual_simulation: true :s3_bucket: '834599497928' :scale_x: NECB_Default :scale_y: NECB_Default :scale_z: NECB_Default :shw_eff: NECB_Default :skylight_cond: NECB_Default :skylight_solar_trans: NECB_Default :srr_set: NECB_Default :template: NECB2011 | 0 | TRUE | 991.518 |  | https://s3.console.aws.amazon.com/s3/buckets/834599497928?region=ca-central-1&prefix=sara.gilani/baseline-2021-03-24/6a87033d-ede6-4783-acf8-880bd0e50e61/output/d7234c44-e9fb-4635-80ec-45117915f4ec/ | 1.0.002 | 0 | 0 |  | 0 | 0 | tier_1 | 0
264 | 0 |  | NECB_Default | NECB_Default | NECB_Default | NECB_Default | NECB_Default | NECB_Default | NECB_Default | NECB_Default | QuickServiceRestaurant | NECB2017 | CAN_QC_Montreal-Trudeau.Intl.AP.716270_CWEC2016.epw | NaturalGas | NECB_Default | NECB_Default | NECB_Default | NECB_Default | NECB_Default | NECB_Default | NECB_Default | NECB_Default | NECB_Default | NECB_Default | NECB_Default | NECB_Default | NECB_Default | NECB_Default | NECB_Default | NECB_Default | NECB_Default | NECB_Default | NECB_Default | NECB_Default | NECB_Default | NECB_Default | NECB_Default | NECB_Default | NECB_Default | NECB_Default | NECB_Default | aws_batch | 834599497928 | [5 empty] | baseline-2021-03-24 | 6a87033d-ede6-4783-acf8-880bd0e50e61 | TRUE | TRUE | c7fd7836-8df4-4080-840a-96f7063166cd |  | 232.34 | 444.7457 | 37.3 | QuickServiceRestaurant |  |  | 0 | QuickServiceRestaurant | 1 |  | 1 | NECB2017 | 0.46263 | 961.3389 | 253.0167 | 131.0823 | 62.049 | 39.6708 | 834.5977 | 348.7789 | MONTREAL | QUEBEC | 0.21688 | 25.961 | 0 | 26.1778 | 13.8131 | 6.8003 | 0 | 20.6134 | 0 | 0.066067 | 0 | 0 | 0.5581 | 0.13321 | 0.043083 | 0.38581 | 0.10696 | 0.20806 | 0.52552 | 0.00073169 | 1.0836 | 0.13971 | 44.7307 | 192.4363 | Natural Gas | 37.3 | 0.757 | [5 empty] | 0.156 | 0.247 | 1.9 |  | 0 | Montreal-Trudeau Intl AP | CAN | 323 | 4090 | 45.471 | -73.741 | 6 | 4400 | QC | CAN_QC_Montreal-Trudeau.Intl.AP.716270_CWEC2016.epw | 0 | 0 | 0 | 0 | 32.46 | 17.4284 | 0.33814 | 0.019402 | 123.59 | 0.1 | 2021-03-24 15:16:12 +0000 | eef80c06 | 0.2.11 | :adv_dx_units: NECB_Default :analysis_id: 6a87033d-ede6-4783-acf8-880bd0e50e61 :analysis_name: baseline-2021-03-24 :boiler_eff: NECB_Default :btap_batch_version: 1.0.002 :building_type: QuickServiceRestaurant :compute_environment: aws_batch :datapoint_id: c7fd7836-8df4-4080-840a-96f7063166cd :daylighting_type: NECB_Default :dcv_type: NECB_Default :door_construction_cond: NECB_Default :ecm_system_name: NECB_Default :enable_costing: true :epw_file: CAN_QC_Montreal-Trudeau.Intl.AP.716270_CWEC2016.epw :erv_package: NECB_Default :ext_floor_cond: NECB_Default :ext_roof_cond: NECB_Default :ext_wall_cond: NECB_Default :fdwr_set: NECB_Default :fixed_wind_solar_trans: NECB_Default :fixed_window_cond: NECB_Default :furnace_eff: NECB_Default :glass_door_cond: NECB_Default :glass_door_solar_trans: NECB_Default :ground_floor_cond: NECB_Default :ground_roof_cond: NECB_Default :ground_wall_cond: NECB_Default :lights_scale: NECB_Default :lights_type: NECB_Default :overhead_door_cond: NECB_Default :primary_heating_fuel: NaturalGas :pv_ground_azimuth_angle: NECB_Default :pv_ground_module_description: NECB_Default :pv_ground_tilt_angle: NECB_Default :pv_ground_total_area_pv_panels_m2: NECB_Default :pv_ground_type: NECB_Default :rotation_degrees: NECB_Default :run_annual_simulation: true :s3_bucket: '834599497928' :scale_x: NECB_Default :scale_y: NECB_Default :scale_z: NECB_Default :shw_eff: NECB_Default :skylight_cond: NECB_Default :skylight_solar_trans: NECB_Default :srr_set: NECB_Default :template: NECB2017 | 0 | TRUE | 988.4372 |  | https://s3.console.aws.amazon.com/s3/buckets/834599497928?region=ca-central-1&prefix=sara.gilani/baseline-2021-03-24/6a87033d-ede6-4783-acf8-880bd0e50e61/output/c7fd7836-8df4-4080-840a-96f7063166cd/ | 1.0.002 | 0 | 0 |  | 0 | 0 | tier_1 | 0
265 | 0 |  | NECB_Default | NECB_Default | NECB_Default | NECB_Default | NECB_Default | NECB_Default | NECB_Default | NECB_Default | FullServiceRestaurant | NECB2011 | CAN_AB_Edmonton.Intl.AP.711230_CWEC2016.epw | NaturalGas | NECB_Default | NECB_Default | NECB_Default | NECB_Default | NECB_Default | NECB_Default | NECB_Default | NECB_Default | NECB_Default | NECB_Default | NECB_Default | NECB_Default | NECB_Default | NECB_Default | NECB_Default | NECB_Default | NECB_Default | NECB_Default | NECB_Default | NECB_Default | NECB_Default | NECB_Default | NECB_Default | NECB_Default | NECB_Default | NECB_Default | NECB_Default | aws_batch | 834599497928 | [5 empty] | baseline-2021-03-24 | 6a87033d-ede6-4783-acf8-880bd0e50e61 | TRUE | TRUE | 3c86fde5-ea8e-4957-9d37-523596833142 |  | 511.15 | 845.2233 | 32.5 | FullServiceRestaurant |  |  | 0 | FullServiceRestaurant | 1 |  | 1 | NECB2011 | 0.35452 | 2384.1067 | 230.8327 | 69.3388 | 67.2031 | 18.9304 | 601.1616 | 214.8566 | EDMONTON | ALBERTA | 87.4911 | 70.9752 | 0 | 158.4663 | 8.2923 | 5.0635 | 0 | 13.3558 | 0 | 0.020131 | 0 | 0 | 0.39869 | 0.11826 | 0 | 1.1902 | 0.067162 | 0.19249 | 1.4065 | 0.0006456 | 1.8052 | 0.21634 | 33.4592 | 207.4637 | Natural Gas | 32.5 | 0.757 | [5 empty] | 0.162 | 0.21 | 2.2 |  | 0 | Edmonton Intl AP | CAN | 23 | 5588 | 53.31 | -113.579 | 7a | 5120 | AB | CAN_AB_Edmonton.Intl.AP.711230_CWEC2016.epw | 0 | 0 | 0 | 0 | 110.58 | 44.1525 | 1.0393 | 0.023539 | 379.87 | 0.1 | 2021-03-24 15:16:05 +0000 | eef80c06 | 0.2.11 | :adv_dx_units: NECB_Default :analysis_id: 6a87033d-ede6-4783-acf8-880bd0e50e61 :analysis_name: baseline-2021-03-24 :boiler_eff: NECB_Default :btap_batch_version: 1.0.002 :building_type: FullServiceRestaurant :compute_environment: aws_batch :datapoint_id: 3c86fde5-ea8e-4957-9d37-523596833142 :daylighting_type: NECB_Default :dcv_type: NECB_Default :door_construction_cond: NECB_Default :ecm_system_name: NECB_Default :enable_costing: true :epw_file: CAN_AB_Edmonton.Intl.AP.711230_CWEC2016.epw :erv_package: NECB_Default :ext_floor_cond: NECB_Default :ext_roof_cond: NECB_Default :ext_wall_cond: NECB_Default :fdwr_set: NECB_Default :fixed_wind_solar_trans: NECB_Default :fixed_window_cond: NECB_Default :furnace_eff: NECB_Default :glass_door_cond: NECB_Default :glass_door_solar_trans: NECB_Default :ground_floor_cond: NECB_Default :ground_roof_cond: NECB_Default :ground_wall_cond: NECB_Default :lights_scale: NECB_Default :lights_type: NECB_Default :overhead_door_cond: NECB_Default :primary_heating_fuel: NaturalGas :pv_ground_azimuth_angle: NECB_Default :pv_ground_module_description: NECB_Default :pv_ground_tilt_angle: NECB_Default :pv_ground_total_area_pv_panels_m2: NECB_Default :pv_ground_type: NECB_Default :rotation_degrees: NECB_Default :run_annual_simulation: true :s3_bucket: '834599497928' :scale_x: NECB_Default :scale_y: NECB_Default :scale_z: NECB_Default :shw_eff: NECB_Default :skylight_cond: NECB_Default :skylight_solar_trans: NECB_Default :srr_set: NECB_Default :template: NECB2011 | 0 | TRUE | 987.9184 |  | https://s3.console.aws.amazon.com/s3/buckets/834599497928?region=ca-central-1&prefix=sara.gilani/baseline-2021-03-24/6a87033d-ede6-4783-acf8-880bd0e50e61/output/3c86fde5-ea8e-4957-9d37-523596833142/ | 1.0.002 | 0 | 0 |  | 0 | 0 | tier_1 | 0
266 | 0 |  | NECB_Default | NECB_Default | NECB_Default | NECB_Default | NECB_Default | NECB_Default | NECB_Default | NECB_Default | QuickServiceRestaurant | NECB2011 | CAN_AB_Edmonton.Intl.AP.711230_CWEC2016.epw | Electricity | NECB_Default | NECB_Default | NECB_Default | NECB_Default | NECB_Default | NECB_Default | NECB_Default | NECB_Default | NECB_Default | NECB_Default | NECB_Default | NECB_Default | NECB_Default | NECB_Default | NECB_Default | NECB_Default | NECB_Default | NECB_Default | NECB_Default | NECB_Default | NECB_Default | NECB_Default | NECB_Default | NECB_Default | NECB_Default | NECB_Default | NECB_Default | aws_batch | 834599497928 | [5 empty] | baseline-2021-03-24 | 6a87033d-ede6-4783-acf8-880bd0e50e61 | TRUE | TRUE | 315b48f6-f39b-4bd2-975b-701e65d93b21 |  | 232.34 | 444.7457 | 32.5 | QuickServiceRestaurant |  |  | 0 | QuickServiceRestaurant | 1 |  | 1 | NECB2011 | 0.46263 | 961.3389 | 246.8733 | 18.1913 | 67.2035 | 52.1521 | 729.1364 | 344.7161 | EDMONTON | ALBERTA | 359.1004 | 0 | 0 | 359.1004 | 34.0352 | 0 | 0 | 34.0352 | 0 | 0.032194 | 0 | 0 | 1.6364 | 0.14746 | 0 | 0.98154 | 0.10696 | 0.24111 | 0 | 0 | 1.6364 | 0.1271 | 210.8457 | 0 | Electricity | 32.5 | 0.757 | [5 empty] | 0.162 | 0.21 | 2.2 |  | 0 | Edmonton Intl AP | CAN | 23 | 5588 | 53.31 | -113.579 | 7a | 5120 | AB | CAN_AB_Edmonton.Intl.AP.711230_CWEC2016.epw | 0 | 0.080793 | 0.004635 | 29.53 | 0 | 17.4313 | 0.34213 | 0.019628 | 125.05 | 0.1 | 2021-03-24 15:15:56 +0000 | eef80c06 | 0.2.11 | :adv_dx_units: NECB_Default :analysis_id: 6a87033d-ede6-4783-acf8-880bd0e50e61 :analysis_name: baseline-2021-03-24 :boiler_eff: NECB_Default :btap_batch_version: 1.0.002 :building_type: QuickServiceRestaurant :compute_environment: aws_batch :datapoint_id: 315b48f6-f39b-4bd2-975b-701e65d93b21 :daylighting_type: NECB_Default :dcv_type: NECB_Default :door_construction_cond: NECB_Default :ecm_system_name: NECB_Default :enable_costing: true :epw_file: CAN_AB_Edmonton.Intl.AP.711230_CWEC2016.epw :erv_package: NECB_Default :ext_floor_cond: NECB_Default :ext_roof_cond: NECB_Default :ext_wall_cond: NECB_Default :fdwr_set: NECB_Default :fixed_wind_solar_trans: NECB_Default :fixed_window_cond: NECB_Default :furnace_eff: NECB_Default :glass_door_cond: NECB_Default :glass_door_solar_trans: NECB_Default :ground_floor_cond: NECB_Default :ground_roof_cond: NECB_Default :ground_wall_cond: NECB_Default :lights_scale: NECB_Default :lights_type: NECB_Default :overhead_door_cond: NECB_Default :primary_heating_fuel: Electricity :pv_ground_azimuth_angle: NECB_Default :pv_ground_module_description: NECB_Default :pv_ground_tilt_angle: NECB_Default :pv_ground_total_area_pv_panels_m2: NECB_Default :pv_ground_type: NECB_Default :rotation_degrees: NECB_Default :run_annual_simulation: true :s3_bucket: '834599497928' :scale_x: NECB_Default :scale_y: NECB_Default :scale_z: NECB_Default :shw_eff: NECB_Default :skylight_cond: NECB_Default :skylight_solar_trans: NECB_Default :srr_set: NECB_Default :template: NECB2011 | 0 | TRUE | 989.5748 |  | https://s3.console.aws.amazon.com/s3/buckets/834599497928?region=ca-central-1&prefix=sara.gilani/baseline-2021-03-24/6a87033d-ede6-4783-acf8-880bd0e50e61/output/315b48f6-f39b-4bd2-975b-701e65d93b21/ | 1.0.002 | 0 | 0 |  | 0 | 0 | tier_1 | 0
267 | 0 |  | NECB_Default | NECB_Default | NECB_Default | NECB_Default | NECB_Default | NECB_Default | NECB_Default | NECB_Default | RetailStripmall | NECB2015 | CAN_ON_Toronto.Pearson.Intl.AP.716240_CWEC2016.epw | NaturalGas | NECB_Default | NECB_Default | NECB_Default | NECB_Default | NECB_Default | NECB_Default | NECB_Default | NECB_Default | NECB_Default | NECB_Default | NECB_Default | NECB_Default | NECB_Default | NECB_Default | NECB_Default | NECB_Default | NECB_Default | NECB_Default | NECB_Default | NECB_Default | NECB_Default | NECB_Default | NECB_Default | NECB_Default | NECB_Default | NECB_Default | NECB_Default | aws_batch | 834599497928 | [5 empty] | baseline-2021-03-24 | 6a87033d-ede6-4783-acf8-880bd0e50e61 | TRUE | TRUE | e57506d2-6fc9-4035-8432-998bdd615f6e |  | 2090.32 | 3274.4664 | 40 | RetailStripmall |  |  | 5 | RetailStripmall | 1 |  | 1 | NECB2015 | 0.30241 | 10827.8493 | 234.0248 | 47.4815 | 122.6118 | 6.2854 | 661.9026 | 251.4991 | TORONTO | ONTARIO | 2.8614 | 17.7028 | 0 | 20.5642 | 22.9251 | 3.1237 | 0 | 26.0487 | 0 | 0.087384 | 0 | 0 | 0.51517 | 0.16508 | 0 | 0.34289 | 0.036162 | 0.22421 | 0.35822 | 0.0023298 | 0.87339 | 0.015333 | 65.4678 | 121.6362 | Natural Gas | 40 | 0.757 | [5 empty] | 0.183 | 0.278 | 2.2 | 2.2 | 5 | Toronto Pearson Intl AP | CAN | 382 | 3615 | 43.677 | -79.631 | 5 | 3890 | ON | CAN_ON_Toronto.Pearson.Intl.AP.716240_CWEC2016.epw | 0 | 0 | 0 | 0 | 32.05 | 435.6285 | 0.35319 | 0.00081075 | 129.09 | 0.1 | 2021-03-24 15:15:46 +0000 | eef80c06 | 0.2.11 | :adv_dx_units: NECB_Default :analysis_id: 6a87033d-ede6-4783-acf8-880bd0e50e61 :analysis_name: baseline-2021-03-24 :boiler_eff: NECB_Default :btap_batch_version: 1.0.002 :building_type: RetailStripmall :compute_environment: aws_batch :datapoint_id: e57506d2-6fc9-4035-8432-998bdd615f6e :daylighting_type: NECB_Default :dcv_type: NECB_Default :door_construction_cond: NECB_Default :ecm_system_name: NECB_Default :enable_costing: true :epw_file: CAN_ON_Toronto.Pearson.Intl.AP.716240_CWEC2016.epw :erv_package: NECB_Default :ext_floor_cond: NECB_Default :ext_roof_cond: NECB_Default :ext_wall_cond: NECB_Default :fdwr_set: NECB_Default :fixed_wind_solar_trans: NECB_Default :fixed_window_cond: NECB_Default :furnace_eff: NECB_Default :glass_door_cond: NECB_Default :glass_door_solar_trans: NECB_Default :ground_floor_cond: NECB_Default :ground_roof_cond: NECB_Default :ground_wall_cond: NECB_Default :lights_scale: NECB_Default :lights_type: NECB_Default :overhead_door_cond: NECB_Default :primary_heating_fuel: NaturalGas :pv_ground_azimuth_angle: NECB_Default :pv_ground_module_description: NECB_Default :pv_ground_tilt_angle: NECB_Default :pv_ground_total_area_pv_panels_m2: NECB_Default :pv_ground_type: NECB_Default :rotation_degrees: NECB_Default :run_annual_simulation: true :s3_bucket: '834599497928' :scale_x: NECB_Default :scale_y: NECB_Default :scale_z: NECB_Default :shw_eff: NECB_Default :skylight_cond: NECB_Default :skylight_solar_trans: NECB_Default :srr_set: NECB_Default :template: NECB2015 | 0 | TRUE | 991.2276 |  | https://s3.console.aws.amazon.com/s3/buckets/834599497928?region=ca-central-1&prefix=sara.gilani/baseline-2021-03-24/6a87033d-ede6-4783-acf8-880bd0e50e61/output/e57506d2-6fc9-4035-8432-998bdd615f6e/ | 1.0.002 | 0 | 0 |  | 0 | 0 | tier_1 | 0
268 | 0 |  | NECB_Default | NECB_Default | NECB_Default | NECB_Default | NECB_Default | NECB_Default | NECB_Default | NECB_Default | QuickServiceRestaurant | NECB2011 | CAN_QC_Montreal-Trudeau.Intl.AP.716270_CWEC2016.epw | Electricity | NECB_Default | NECB_Default | NECB_Default | NECB_Default | NECB_Default | NECB_Default | NECB_Default | NECB_Default | NECB_Default | NECB_Default | NECB_Default | NECB_Default | NECB_Default | NECB_Default | NECB_Default | NECB_Default | NECB_Default | NECB_Default | NECB_Default | NECB_Default | NECB_Default | NECB_Default | NECB_Default | NECB_Default | NECB_Default | NECB_Default | NECB_Default | aws_batch | 834599497928 | [5 empty] | baseline-2021-03-24 | 6a87033d-ede6-4783-acf8-880bd0e50e61 | TRUE | TRUE | def3f7df-0c5a-40bd-ae4d-10316bc71c86 |  | 232.34 | 444.7457 | 37.3 | QuickServiceRestaurant |  |  | 0 | QuickServiceRestaurant | 1 |  | 1 | NECB2011 | 0.46263 | 961.3389 | 245.5422 | 18.6577 | 62.049 | 52.1559 | 745.0641 | 366.6594 | MONTREAL | QUEBEC | 0.58968 | 0 | 0 | 0.58968 | 37.5564 | 0 | 0 | 37.5564 | 0 | 0.071404 | 0 | 0 | 1.5174 | 0.14965 | 0 | 0.83236 | 0.10696 | 0.24111 | 0 | 0 | 1.5174 | 0.11595 | 231.0812 | 0 | Electricity | 37.3 | 0.757 | [5 empty] | 0.183 | 0.247 | 2.2 |  | 0 | Montreal-Trudeau Intl AP | CAN | 323 | 4090 | 45.471 | -73.741 | 6 | 4400 | QC | CAN_QC_Montreal-Trudeau.Intl.AP.716270_CWEC2016.epw | 0 | 0.073707 | 0.0042284 | 26.94 | 0 | 17.4313 | 0.34213 | 0.019628 | 125.05 | 0.1 | 2021-03-24 15:15:58 +0000 | eef80c06 | 0.2.11 | :adv_dx_units: NECB_Default :analysis_id: 6a87033d-ede6-4783-acf8-880bd0e50e61 :analysis_name: baseline-2021-03-24 :boiler_eff: NECB_Default :btap_batch_version: 1.0.002 :building_type: QuickServiceRestaurant :compute_environment: aws_batch :datapoint_id: def3f7df-0c5a-40bd-ae4d-10316bc71c86 :daylighting_type: NECB_Default :dcv_type: NECB_Default :door_construction_cond: NECB_Default :ecm_system_name: NECB_Default :enable_costing: true :epw_file: CAN_QC_Montreal-Trudeau.Intl.AP.716270_CWEC2016.epw :erv_package: NECB_Default :ext_floor_cond: NECB_Default :ext_roof_cond: NECB_Default :ext_wall_cond: NECB_Default :fdwr_set: NECB_Default :fixed_wind_solar_trans: NECB_Default :fixed_window_cond: NECB_Default :furnace_eff: NECB_Default :glass_door_cond: NECB_Default :glass_door_solar_trans: NECB_Default :ground_floor_cond: NECB_Default :ground_roof_cond: NECB_Default :ground_wall_cond: NECB_Default :lights_scale: NECB_Default :lights_type: NECB_Default :overhead_door_cond: NECB_Default :primary_heating_fuel: Electricity :pv_ground_azimuth_angle: NECB_Default :pv_ground_module_description: NECB_Default :pv_ground_tilt_angle: NECB_Default :pv_ground_total_area_pv_panels_m2: NECB_Default :pv_ground_type: NECB_Default :rotation_degrees: NECB_Default :run_annual_simulation: true :s3_bucket: '834599497928' :scale_x: NECB_Default :scale_y: NECB_Default :scale_z: NECB_Default :shw_eff: NECB_Default :skylight_cond: NECB_Default :skylight_solar_trans: NECB_Default :srr_set: NECB_Default :template: NECB2011 | 0 | TRUE | 990.4779 |  | https://s3.console.aws.amazon.com/s3/buckets/834599497928?region=ca-central-1&prefix=sara.gilani/baseline-2021-03-24/6a87033d-ede6-4783-acf8-880bd0e50e61/output/def3f7df-0c5a-40bd-ae4d-10316bc71c86/ | 1.0.002 | 0 | 0 |  | 0 | 0 | tier_1 | 0
269 | 0 |  | NECB_Default | NECB_Default | NECB_Default | NECB_Default | NECB_Default | NECB_Default | NECB_Default | NECB_Default | QuickServiceRestaurant | NECB2015 | CAN_NS_Halifax.Dockyard.713280_CWEC2016.epw | NaturalGas | NECB_Default | NECB_Default | NECB_Default | NECB_Default | NECB_Default | NECB_Default | NECB_Default | NECB_Default | NECB_Default | NECB_Default | NECB_Default | NECB_Default | NECB_Default | NECB_Default | NECB_Default | NECB_Default | NECB_Default | NECB_Default | NECB_Default | NECB_Default | NECB_Default | NECB_Default | NECB_Default | NECB_Default | NECB_Default | NECB_Default | NECB_Default | aws_batch | 834599497928 | [5 empty] | baseline-2021-03-24 | 6a87033d-ede6-4783-acf8-880bd0e50e61 | TRUE | TRUE | d063dfbe-9ccf-4102-8e1b-ed31bfd205ca |  | 232.34 | 444.7457 | 40 | QuickServiceRestaurant |  |  | 0 | QuickServiceRestaurant | 1 |  | 1 | NECB2015 | 0.46263 | 961.3389 | 213.4947 | 119.1073 | 60.0213 | 38.1445 | 719.8646 | 289.0968 | HALIFAX | NOVA SCOTIA | 107.3452 | 39.8422 | 0 | 147.1874 | 21.0524 | 10.0565 | 0 | 31.1089 | 0 | 0.041878 | 0 | 0 | 0.52931 | 0.13975 | 0 | 0.66274 | 0.10696 | 0.24021 | 0.80068 | 0.00051648 | 1.33 | 0.13794 | 40.1043 | 151.6943 | Natural Gas | 40 | 0.757 | [5 empty] | 0.183 | 0.247 | 2.2 |  | 0 | Halifax Dockyard | CAN | 112 | 3647 | 44.655 | -63.577 | 6 | 4000 | NS | CAN_NS_Halifax.Dockyard.713280_CWEC2016.epw | 0 | 0 | 0 | 0 | 32.05 | 17.4284 | 0.33814 | 0.019402 | 123.59 | 0.1 | 2021-03-24 15:15:33 +0000 | eef80c06 | 0.2.11 | :adv_dx_units: NECB_Default :analysis_id: 6a87033d-ede6-4783-acf8-880bd0e50e61 :analysis_name: baseline-2021-03-24 :boiler_eff: NECB_Default :btap_batch_version: 1.0.002 :building_type: QuickServiceRestaurant :compute_environment: aws_batch :datapoint_id: d063dfbe-9ccf-4102-8e1b-ed31bfd205ca :daylighting_type: NECB_Default :dcv_type: NECB_Default :door_construction_cond: NECB_Default :ecm_system_name: NECB_Default :enable_costing: true :epw_file: CAN_NS_Halifax.Dockyard.713280_CWEC2016.epw :erv_package: NECB_Default :ext_floor_cond: NECB_Default :ext_roof_cond: NECB_Default :ext_wall_cond: NECB_Default :fdwr_set: NECB_Default :fixed_wind_solar_trans: NECB_Default :fixed_window_cond: NECB_Default :furnace_eff: NECB_Default :glass_door_cond: NECB_Default :glass_door_solar_trans: NECB_Default :ground_floor_cond: NECB_Default :ground_roof_cond: NECB_Default :ground_wall_cond: NECB_Default :lights_scale: NECB_Default :lights_type: NECB_Default :overhead_door_cond: NECB_Default :primary_heating_fuel: NaturalGas :pv_ground_azimuth_angle: NECB_Default :pv_ground_module_description: NECB_Default :pv_ground_tilt_angle: NECB_Default :pv_ground_total_area_pv_panels_m2: NECB_Default :pv_ground_type: NECB_Default :rotation_degrees: NECB_Default :run_annual_simulation: true :s3_bucket: '834599497928' :scale_x: NECB_Default :scale_y: NECB_Default :scale_z: NECB_Default :shw_eff: NECB_Default :skylight_cond: NECB_Default :skylight_solar_trans: NECB_Default :srr_set: NECB_Default :template: NECB2015 | 0 | TRUE | 989.242 |  | https://s3.console.aws.amazon.com/s3/buckets/834599497928?region=ca-central-1&prefix=sara.gilani/baseline-2021-03-24/6a87033d-ede6-4783-acf8-880bd0e50e61/output/d063dfbe-9ccf-4102-8e1b-ed31bfd205ca/ | 1.0.002 | 0 | 0 |  | 0 | 0 | tier_1 | 0
270 | 0 |  | NECB_Default | NECB_Default | NECB_Default | NECB_Default | NECB_Default | NECB_Default | NECB_Default | NECB_Default | Warehouse | NECB2015 | CAN_YT_Whitehorse.Intl.AP.719640_CWEC2016.epw | Electricity | NECB_Default | NECB_Default | NECB_Default | NECB_Default | NECB_Default | NECB_Default | NECB_Default | NECB_Default | NECB_Default | NECB_Default | NECB_Default | NECB_Default | NECB_Default | NECB_Default | NECB_Default | NECB_Default | NECB_Default | NECB_Default | NECB_Default | NECB_Default | NECB_Default | NECB_Default | NECB_Default | NECB_Default | NECB_Default | NECB_Default | NECB_Default | aws_batch | 834599497928 | [5 empty] | baseline-2021-03-24 | 6a87033d-ede6-4783-acf8-880bd0e50e61 | TRUE | TRUE | 0a5187c5-9b3c-48d0-a4e1-84a799b57d13 |  | 4835.13 | 7095.2421 | 22.8 | Warehouse |  |  | 5 | Warehouse | 1 |  | 1 | NECB2015 | 0.18734 | 37873.9042 | 165.8524 | 11.0583 | 55.9159 | 2.7592 | 329.7972 | 94.2113 | WHITEHORSE | YUKON | 7.0891 | 0 | 0 | 7.0891 | 16.235 | 0 | 0 | 16.235 | 0 | 0.0069616 | 0 | 0 | 0.45578 | 0.069411 | 0 | 0.2722 | 0.017578 | 0.078074 | 0 | 2.0682e-06 | 0.45578 | 0.011555 | 83.7927 | 0 | Electricity | 22.8 | 0.757 | [5 empty] | 0.162 | 0.21 | 2.2 | 2.2 | 5 | Whitehorse Intl AP | CAN | 5 | 6491 | 60.709 | -135.069 | 7b | 6580 | YT | CAN_YT_Whitehorse.Intl.AP.719640_CWEC2016.epw | 0 | 0.15286 | 0.0021292 | 55.87 | 0 | 71.7905 | 0.64331 | 0.0089609 | 235.13 | 0.1 | 2021-03-24 15:16:11 +0000 | eef80c06 | 0.2.11 | :adv_dx_units: NECB_Default :analysis_id: 6a87033d-ede6-4783-acf8-880bd0e50e61 :analysis_name: baseline-2021-03-24 :boiler_eff: NECB_Default :btap_batch_version: 1.0.002 :building_type: Warehouse :compute_environment: aws_batch :datapoint_id: 0a5187c5-9b3c-48d0-a4e1-84a799b57d13 :daylighting_type: NECB_Default :dcv_type: NECB_Default :door_construction_cond: NECB_Default :ecm_system_name: NECB_Default :enable_costing: true :epw_file: CAN_YT_Whitehorse.Intl.AP.719640_CWEC2016.epw :erv_package: NECB_Default :ext_floor_cond: NECB_Default :ext_roof_cond: NECB_Default :ext_wall_cond: NECB_Default :fdwr_set: NECB_Default :fixed_wind_solar_trans: NECB_Default :fixed_window_cond: NECB_Default :furnace_eff: NECB_Default :glass_door_cond: NECB_Default :glass_door_solar_trans: NECB_Default :ground_floor_cond: NECB_Default :ground_roof_cond: NECB_Default :ground_wall_cond: NECB_Default :lights_scale: NECB_Default :lights_type: NECB_Default :overhead_door_cond: NECB_Default :primary_heating_fuel: Electricity :pv_ground_azimuth_angle: NECB_Default :pv_ground_module_description: NECB_Default :pv_ground_tilt_angle: NECB_Default :pv_ground_total_area_pv_panels_m2: NECB_Default :pv_ground_type: NECB_Default :rotation_degrees: NECB_Default :run_annual_simulation: true :s3_bucket: '834599497928' :scale_x: NECB_Default :scale_y: NECB_Default :scale_z: NECB_Default :shw_eff: NECB_Default :skylight_cond: NECB_Default :skylight_solar_trans: NECB_Default :srr_set: NECB_Default :template: NECB2015 | 0 | TRUE | 995.3728 |  | https://s3.console.aws.amazon.com/s3/buckets/834599497928?region=ca-central-1&prefix=sara.gilani/baseline-2021-03-24/6a87033d-ede6-4783-acf8-880bd0e50e61/output/0a5187c5-9b3c-48d0-a4e1-84a799b57d13/ | 1.0.002 | 0 | 0 |  | 0 | 0 | tier_1 | 0
271 | 0 |  | NECB_Default | NECB_Default | NECB_Default | NECB_Default | NECB_Default | NECB_Default | NECB_Default | NECB_Default | QuickServiceRestaurant | NECB2017 | CAN_BC_Vancouver.Intl.AP.718920_CWEC2016.epw | NaturalGas | NECB_Default | NECB_Default | NECB_Default | NECB_Default | NECB_Default | NECB_Default | NECB_Default | NECB_Default | NECB_Default | NECB_Default | NECB_Default | NECB_Default | NECB_Default | NECB_Default | NECB_Default | NECB_Default | NECB_Default | NECB_Default | NECB_Default | NECB_Default | NECB_Default | NECB_Default | NECB_Default | NECB_Default | NECB_Default | NECB_Default | NECB_Default | aws_batch | 834599497928 | [5 empty] | baseline-2021-03-24 | 6a87033d-ede6-4783-acf8-880bd0e50e61 | TRUE | TRUE | 9b77291a-2794-4e3c-b04f-7aa2db5bbe74 |  | 232.34 | 444.7457 | 40 | QuickServiceRestaurant |  |  | 0 | QuickServiceRestaurant | 1 |  | 1 | NECB2017 | 0.46263 | 961.3389 | 236.791 | 120.8469 | 60.2688 | 38.7341 | 770.8262 | 314.1855 | VANCOUVER | BRITISH COLUMBIA | 1.471 | 20.0625 | 0 | 21.5335 | 14.6896 | 4.5008 | 0 | 19.1904 | 0 | 0.039683 | 0 | 0 | 0.51907 | 0.13485 | 0.029267 | 0.26577 | 0.10696 | 0.20806 | 0.39795 | 0.00025824 | 0.91702 | 0.13218 | 38.0292 | 74.0466 | Natural Gas | 40 | 0.757 | [5 empty] | 0.193 | 0.315 | 2.1 |  | 0 | Vancouver Intl AP | CAN | 42 | 2797 | 49.195 | -123.184 | 4 | 2800 | BC | CAN_BC_Vancouver.Intl.AP.718920_CWEC2016.epw | 0 | 0 | 0 | 0 | 30.71 | 17.4284 | 0.33814 | 0.019402 | 123.59 | 0.1 | 2021-03-24 15:16:08 +0000 | eef80c06 | 0.2.11 | :adv_dx_units: NECB_Default :analysis_id: 6a87033d-ede6-4783-acf8-880bd0e50e61 :analysis_name: baseline-2021-03-24 :boiler_eff: NECB_Default :btap_batch_version: 1.0.002 :building_type: QuickServiceRestaurant :compute_environment: aws_batch :datapoint_id: 9b77291a-2794-4e3c-b04f-7aa2db5bbe74 :daylighting_type: NECB_Default :dcv_type: NECB_Default :door_construction_cond: NECB_Default :ecm_system_name: NECB_Default :enable_costing: true :epw_file: CAN_BC_Vancouver.Intl.AP.718920_CWEC2016.epw :erv_package: NECB_Default :ext_floor_cond: NECB_Default :ext_roof_cond: NECB_Default :ext_wall_cond: NECB_Default :fdwr_set: NECB_Default :fixed_wind_solar_trans: NECB_Default :fixed_window_cond: NECB_Default :furnace_eff: NECB_Default :glass_door_cond: NECB_Default :glass_door_solar_trans: NECB_Default :ground_floor_cond: NECB_Default :ground_roof_cond: NECB_Default :ground_wall_cond: NECB_Default :lights_scale: NECB_Default :lights_type: NECB_Default :overhead_door_cond: NECB_Default :primary_heating_fuel: NaturalGas :pv_ground_azimuth_angle: NECB_Default :pv_ground_module_description: NECB_Default :pv_ground_tilt_angle: NECB_Default :pv_ground_total_area_pv_panels_m2: NECB_Default :pv_ground_type: NECB_Default :rotation_degrees: NECB_Default :run_annual_simulation: true :s3_bucket: '834599497928' :scale_x: NECB_Default :scale_y: NECB_Default :scale_z: NECB_Default :shw_eff: NECB_Default :skylight_cond: NECB_Default :skylight_solar_trans: NECB_Default :srr_set: NECB_Default :template: NECB2017 | 0 | TRUE | 988.8144 |  | https://s3.console.aws.amazon.com/s3/buckets/834599497928?region=ca-central-1&prefix=sara.gilani/baseline-2021-03-24/6a87033d-ede6-4783-acf8-880bd0e50e61/output/9b77291a-2794-4e3c-b04f-7aa2db5bbe74/ | 1.0.002 | 0 | 0 |  | 0 | 0 | tier_1 | 0
272 | 0 |  | NECB_Default | NECB_Default | NECB_Default | NECB_Default | NECB_Default | NECB_Default | NECB_Default | NECB_Default | QuickServiceRestaurant | NECB2015 | CAN_AB_Calgary.Intl.AP.718770_CWEC2016.epw | NaturalGas | NECB_Default | NECB_Default | NECB_Default | NECB_Default | NECB_Default | NECB_Default | NECB_Default | NECB_Default | NECB_Default | NECB_Default | NECB_Default | NECB_Default | NECB_Default | NECB_Default | NECB_Default | NECB_Default | NECB_Default | NECB_Default | NECB_Default | NECB_Default | NECB_Default | NECB_Default | NECB_Default | NECB_Default | NECB_Default | NECB_Default | NECB_Default | aws_batch | 834599497928 | [5 empty] | baseline-2021-03-24 | 6a87033d-ede6-4783-acf8-880bd0e50e61 | TRUE | TRUE | 19eff8a1-3931-4730-871b-f34b282d7ed2 |  | 232.34 | 444.7457 | 33.3 | QuickServiceRestaurant |  |  | 0 | QuickServiceRestaurant | 1 |  | 1 | NECB2015 | 0.46263 | 961.3389 | 246.8694 | 129.2051 | 66.3675 | 39.5719 | 795.7334 | 313.7194 | CALGARY | ALBERTA | 116.9641 | 44.235 | 0 | 161.199 | 11.0858 | 3.1558 | 0 | 14.2415 | 0 | 0.037445 | 0 | 0 | 0.53293 | 0.14763 | 0 | 0.72988 | 0.10696 | 0.24021 | 0.8766 | 0.00068865 | 1.4095 | 0.14672 | 40.0145 | 176.6919 | Natural Gas | 33.3 | 0.757 | [5 empty] | 0.162 | 0.21 | 2.2 |  | 0 | Calgary Intl AP | CAN | 64 | 4781 | 51.114 | -114.02 | 7a | 5000 | AB | CAN_AB_Calgary.Intl.AP.718770_CWEC2016.epw | 0 | 0 | 0 | 0 | 34.09 | 17.4284 | 0.33814 | 0.019402 | 123.59 | 0.1 | 2021-03-24 15:16:05 +0000 | eef80c06 | 0.2.11 | :adv_dx_units: NECB_Default :analysis_id: 6a87033d-ede6-4783-acf8-880bd0e50e61 :analysis_name: baseline-2021-03-24 :boiler_eff: NECB_Default :btap_batch_version: 1.0.002 :building_type: QuickServiceRestaurant :compute_environment: aws_batch :datapoint_id: 19eff8a1-3931-4730-871b-f34b282d7ed2 :daylighting_type: NECB_Default :dcv_type: NECB_Default :door_construction_cond: NECB_Default :ecm_system_name: NECB_Default :enable_costing: true :epw_file: CAN_AB_Calgary.Intl.AP.718770_CWEC2016.epw :erv_package: NECB_Default :ext_floor_cond: NECB_Default :ext_roof_cond: NECB_Default :ext_wall_cond: NECB_Default :fdwr_set: NECB_Default :fixed_wind_solar_trans: NECB_Default :fixed_window_cond: NECB_Default :furnace_eff: NECB_Default :glass_door_cond: NECB_Default :glass_door_solar_trans: NECB_Default :ground_floor_cond: NECB_Default :ground_roof_cond: NECB_Default :ground_wall_cond: NECB_Default :lights_scale: NECB_Default :lights_type: NECB_Default :overhead_door_cond: NECB_Default :primary_heating_fuel: NaturalGas :pv_ground_azimuth_angle: NECB_Default :pv_ground_module_description: NECB_Default :pv_ground_tilt_angle: NECB_Default :pv_ground_total_area_pv_panels_m2: NECB_Default :pv_ground_type: NECB_Default :rotation_degrees: NECB_Default :run_annual_simulation: true :s3_bucket: '834599497928' :scale_x: NECB_Default :scale_y: NECB_Default :scale_z: NECB_Default :shw_eff: NECB_Default :skylight_cond: NECB_Default :skylight_solar_trans: NECB_Default :srr_set: NECB_Default :template: NECB2015 | 0 | TRUE | 989.1955 |  | https://s3.console.aws.amazon.com/s3/buckets/834599497928?region=ca-central-1&prefix=sara.gilani/baseline-2021-03-24/6a87033d-ede6-4783-acf8-880bd0e50e61/output/19eff8a1-3931-4730-871b-f34b282d7ed2/ | 1.0.002 | 0 | 0 |  | 0 | 0 | tier_1 | 0
273 | 0 |  | NECB_Default | NECB_Default | NECB_Default | NECB_Default | NECB_Default | NECB_Default | NECB_Default | NECB_Default | FullServiceRestaurant | NECB2011 | CAN_ON_Toronto.Pearson.Intl.AP.716240_CWEC2016.epw | NaturalGas | NECB_Default | NECB_Default | NECB_Default | NECB_Default | NECB_Default | NECB_Default | NECB_Default | NECB_Default | NECB_Default | NECB_Default | NECB_Default | NECB_Default | NECB_Default | NECB_Default | NECB_Default | NECB_Default | NECB_Default | NECB_Default | NECB_Default | NECB_Default | NECB_Default | NECB_Default | NECB_Default | NECB_Default | NECB_Default | NECB_Default | NECB_Default | aws_batch | 834599497928 | [5 empty] | baseline-2021-03-24 | 6a87033d-ede6-4783-acf8-880bd0e50e61 | TRUE | TRUE | 5f5e950a-10cb-4f95-a335-e6d9269711ed |  | 511.15 | 845.2233 | 40 | FullServiceRestaurant |  |  | 0 | FullServiceRestaurant | 1 |  | 1 | NECB2011 | 0.35452 | 2384.1067 | 245.5706 | 70.9582 | 66.6984 | 19.1711 | 636.3665 | 233.9683 | TORONTO | ONTARIO | 2.4833 | 51.7386 | 0 | 54.2219 | 19.8964 | 9.1293 | 0 | 29.0256 | 0 | 0.064306 | 0 | 0 | 0.44711 | 0.12265 | 0 | 0.85456 | 0.067162 | 0.19249 | 1.0469 | 0.00050866 | 1.494 | 0.19237 | 43.7352 | 205.8846 | Natural Gas | 40 | 0.757 | [5 empty] | 0.183 | 0.278 | 2.2 |  | 0 | Toronto Pearson Intl AP | CAN | 382 | 3615 | 43.677 | -79.631 | 5 | 3890 | ON | CAN_ON_Toronto.Pearson.Intl.AP.716240_CWEC2016.epw | 0 | 0 | 0 | 0 | 98.33 | 44.1525 | 1.0393 | 0.023539 | 379.87 | 0.1 | 2021-03-24 15:16:05 +0000 | eef80c06 | 0.2.11 | :adv_dx_units: NECB_Default :analysis_id: 6a87033d-ede6-4783-acf8-880bd0e50e61 :analysis_name: baseline-2021-03-24 :boiler_eff: NECB_Default :btap_batch_version: 1.0.002 :building_type: FullServiceRestaurant :compute_environment: aws_batch :datapoint_id: 5f5e950a-10cb-4f95-a335-e6d9269711ed :daylighting_type: NECB_Default :dcv_type: NECB_Default :door_construction_cond: NECB_Default :ecm_system_name: NECB_Default :enable_costing: true :epw_file: CAN_ON_Toronto.Pearson.Intl.AP.716240_CWEC2016.epw :erv_package: NECB_Default :ext_floor_cond: NECB_Default :ext_roof_cond: NECB_Default :ext_wall_cond: NECB_Default :fdwr_set: NECB_Default :fixed_wind_solar_trans: NECB_Default :fixed_window_cond: NECB_Default :furnace_eff: NECB_Default :glass_door_cond: NECB_Default :glass_door_solar_trans: NECB_Default :ground_floor_cond: NECB_Default :ground_roof_cond: NECB_Default :ground_wall_cond: NECB_Default :lights_scale: NECB_Default :lights_type: NECB_Default :overhead_door_cond: NECB_Default :primary_heating_fuel: NaturalGas :pv_ground_azimuth_angle: NECB_Default :pv_ground_module_description: NECB_Default :pv_ground_tilt_angle: NECB_Default :pv_ground_total_area_pv_panels_m2: NECB_Default :pv_ground_type: NECB_Default :rotation_degrees: NECB_Default :run_annual_simulation: true :s3_bucket: '834599497928' :scale_x: NECB_Default :scale_y: NECB_Default :scale_z: NECB_Default :shw_eff: NECB_Default :skylight_cond: NECB_Default :skylight_solar_trans: NECB_Default :srr_set: NECB_Default :template: NECB2011 | 0 | TRUE | 987.8987 |  | https://s3.console.aws.amazon.com/s3/buckets/834599497928?region=ca-central-1&prefix=sara.gilani/baseline-2021-03-24/6a87033d-ede6-4783-acf8-880bd0e50e61/output/5f5e950a-10cb-4f95-a335-e6d9269711ed/ | 1.0.002 | 0 | 0 |  | 0 | 0 | tier_1 | 0
274 | 0 |  | NECB_Default | NECB_Default | NECB_Default | NECB_Default | NECB_Default | NECB_Default | NECB_Default | NECB_Default | FullServiceRestaurant | NECB2015 | CAN_AB_Calgary.Intl.AP.718770_CWEC2016.epw | Electricity | NECB_Default | NECB_Default | NECB_Default | NECB_Default | NECB_Default | NECB_Default | NECB_Default | NECB_Default | NECB_Default | NECB_Default | NECB_Default | NECB_Default | NECB_Default | NECB_Default | NECB_Default | NECB_Default | NECB_Default | NECB_Default | NECB_Default | NECB_Default | NECB_Default | NECB_Default | NECB_Default | NECB_Default | NECB_Default | NECB_Default | NECB_Default | aws_batch | 834599497928 | [5 empty] | baseline-2021-03-24 | 6a87033d-ede6-4783-acf8-880bd0e50e61 | TRUE | TRUE | dc38ade4-3b66-4214-a7a0-894602af27f1 |  | 511.15 | 845.2233 | 33.3 | FullServiceRestaurant |  |  | 0 | FullServiceRestaurant | 1 |  | 1 | NECB2015 | 0.35452 | 2384.1067 | 230.6528 | 12.163 | 66.3671 | 33.1817 | 595.9729 | 253.6083 | CALGARY | ALBERTA | 294.1285 | 0 | 0 | 294.1285 | 27.8772 | 0 | 0 | 27.8772 | 0 | 0.024572 | 0 | 0 | 1.3403 | 0.12188 | 0 | 0.76011 | 0.067182 | 0.20528 | 0 | 0 | 1.3403 | 0.16122 | 192.1632 | 0 | Electricity | 33.3 | 0.757 | [5 empty] | 0.162 | 0.21 | 2.2 |  | 0 | Calgary Intl AP | CAN | 64 | 4781 | 51.114 | -114.02 | 7a | 5000 | AB | CAN_AB_Calgary.Intl.AP.718770_CWEC2016.epw | 0 | 0.22547 | 0.0051071 | 82.41 | 0 | 44.149 | 1.0279 | 0.023283 | 375.71 | 0.1 | 2021-03-24 15:16:06 +0000 | eef80c06 | 0.2.11 | :adv_dx_units: NECB_Default :analysis_id: 6a87033d-ede6-4783-acf8-880bd0e50e61 :analysis_name: baseline-2021-03-24 :boiler_eff: NECB_Default :btap_batch_version: 1.0.002 :building_type: FullServiceRestaurant :compute_environment: aws_batch :datapoint_id: dc38ade4-3b66-4214-a7a0-894602af27f1 :daylighting_type: NECB_Default :dcv_type: NECB_Default :door_construction_cond: NECB_Default :ecm_system_name: NECB_Default :enable_costing: true :epw_file: CAN_AB_Calgary.Intl.AP.718770_CWEC2016.epw :erv_package: NECB_Default :ext_floor_cond: NECB_Default :ext_roof_cond: NECB_Default :ext_wall_cond: NECB_Default :fdwr_set: NECB_Default :fixed_wind_solar_trans: NECB_Default :fixed_window_cond: NECB_Default :furnace_eff: NECB_Default :glass_door_cond: NECB_Default :glass_door_solar_trans: NECB_Default :ground_floor_cond: NECB_Default :ground_roof_cond: NECB_Default :ground_wall_cond: NECB_Default :lights_scale: NECB_Default :lights_type: NECB_Default :overhead_door_cond: NECB_Default :primary_heating_fuel: Electricity :pv_ground_azimuth_angle: NECB_Default :pv_ground_module_description: NECB_Default :pv_ground_tilt_angle: NECB_Default :pv_ground_total_area_pv_panels_m2: NECB_Default :pv_ground_type: NECB_Default :rotation_degrees: NECB_Default :run_annual_simulation: true :s3_bucket: '834599497928' :scale_x: NECB_Default :scale_y: NECB_Default :scale_z: NECB_Default :shw_eff: NECB_Default :skylight_cond: NECB_Default :skylight_solar_trans: NECB_Default :srr_set: NECB_Default :template: NECB2015 | 0 | TRUE | 987.5525 |  | https://s3.console.aws.amazon.com/s3/buckets/834599497928?region=ca-central-1&prefix=sara.gilani/baseline-2021-03-24/6a87033d-ede6-4783-acf8-880bd0e50e61/output/dc38ade4-3b66-4214-a7a0-894602af27f1/ | 1.0.002 | 0 | 0 |  | 0 | 0 | tier_1 | 0
275 | 0 |  | NECB_Default | NECB_Default | NECB_Default | NECB_Default | NECB_Default | NECB_Default | NECB_Default | NECB_Default | QuickServiceRestaurant | NECB2015 | CAN_YT_Whitehorse.Intl.AP.719640_CWEC2016.epw | NaturalGas | NECB_Default | NECB_Default | NECB_Default | NECB_Default | NECB_Default | NECB_Default | NECB_Default | NECB_Default | NECB_Default | NECB_Default | NECB_Default | NECB_Default | NECB_Default | NECB_Default | NECB_Default | NECB_Default | NECB_Default | NECB_Default | NECB_Default | NECB_Default | NECB_Default | NECB_Default | NECB_Default | NECB_Default | NECB_Default | NECB_Default | NECB_Default | aws_batch | 834599497928 | [5 empty] | baseline-2021-03-24 | 6a87033d-ede6-4783-acf8-880bd0e50e61 | TRUE | TRUE | fe02d69e-8f12-4e91-a52b-446184cbe603 |  | 232.34 | 444.7457 | 22.8 | QuickServiceRestaurant |  |  | 0 | QuickServiceRestaurant | 1 |  | 1 | NECB2015 | 0.46263 | 961.3389 | 195.4255 | 119.4069 | 59.5642 | 37.5853 | 656.2387 | 244.2567 | WHITEHORSE | YUKON | 7.4776 | 65.427 | 0 | 72.9046 | 17.1247 | 11.9256 | 0 | 29.0503 | 0 | 0.015193 | 0 | 0 | 0.48072 | 0.11746 | 0 | 1.1553 | 0.10696 | 0.24021 | 1.3148 | 0.00090385 | 1.7956 | 0.15955 | 33.9192 | 227.0159 | Natural Gas | 22.8 | 0.757 | [5 empty] | 0.162 | 0.21 | 2.2 |  | 0 | Whitehorse Intl AP | CAN | 5 | 6491 | 60.709 | -135.069 | 7b | 6580 | YT | CAN_YT_Whitehorse.Intl.AP.719640_CWEC2016.epw | 0 | 0 | 0 | 0 | 37.07 | 17.4284 | 0.33814 | 0.019402 | 123.59 | 0.1 | 2021-03-24 15:16:09 +0000 | eef80c06 | 0.2.11 | :adv_dx_units: NECB_Default :analysis_id: 6a87033d-ede6-4783-acf8-880bd0e50e61 :analysis_name: baseline-2021-03-24 :boiler_eff: NECB_Default :btap_batch_version: 1.0.002 :building_type: QuickServiceRestaurant :compute_environment: aws_batch :datapoint_id: fe02d69e-8f12-4e91-a52b-446184cbe603 :daylighting_type: NECB_Default :dcv_type: NECB_Default :door_construction_cond: NECB_Default :ecm_system_name: NECB_Default :enable_costing: true :epw_file: CAN_YT_Whitehorse.Intl.AP.719640_CWEC2016.epw :erv_package: NECB_Default :ext_floor_cond: NECB_Default :ext_roof_cond: NECB_Default :ext_wall_cond: NECB_Default :fdwr_set: NECB_Default :fixed_wind_solar_trans: NECB_Default :fixed_window_cond: NECB_Default :furnace_eff: NECB_Default :glass_door_cond: NECB_Default :glass_door_solar_trans: NECB_Default :ground_floor_cond: NECB_Default :ground_roof_cond: NECB_Default :ground_wall_cond: NECB_Default :lights_scale: NECB_Default :lights_type: NECB_Default :overhead_door_cond: NECB_Default :primary_heating_fuel: NaturalGas :pv_ground_azimuth_angle: NECB_Default :pv_ground_module_description: NECB_Default :pv_ground_tilt_angle: NECB_Default :pv_ground_total_area_pv_panels_m2: NECB_Default :pv_ground_type: NECB_Default :rotation_degrees: NECB_Default :run_annual_simulation: true :s3_bucket: '834599497928' :scale_x: NECB_Default :scale_y: NECB_Default :scale_z: NECB_Default :shw_eff: NECB_Default :skylight_cond: NECB_Default :skylight_solar_trans: NECB_Default :srr_set: NECB_Default :template: NECB2015 | 0 | TRUE | 989.268 |  | https://s3.console.aws.amazon.com/s3/buckets/834599497928?region=ca-central-1&prefix=sara.gilani/baseline-2021-03-24/6a87033d-ede6-4783-acf8-880bd0e50e61/output/fe02d69e-8f12-4e91-a52b-446184cbe603/ | 1.0.002 | 0 | 0 |  | 0 | 0 | tier_1 | 0
276 | 0 |  | NECB_Default | NECB_Default | NECB_Default | NECB_Default | NECB_Default | NECB_Default | NECB_Default | NECB_Default | RetailStripmall | NECB2015 | CAN_ON_Toronto.Pearson.Intl.AP.716240_CWEC2016.epw | Electricity | NECB_Default | NECB_Default | NECB_Default | NECB_Default | NECB_Default | NECB_Default | NECB_Default | NECB_Default | NECB_Default | NECB_Default | NECB_Default | NECB_Default | NECB_Default | NECB_Default | NECB_Default | NECB_Default | NECB_Default | NECB_Default | NECB_Default | NECB_Default | NECB_Default | NECB_Default | NECB_Default | NECB_Default | NECB_Default | NECB_Default | NECB_Default | aws_batch | 834599497928 | [5 empty] | baseline-2021-03-24 | 6a87033d-ede6-4783-acf8-880bd0e50e61 | TRUE | TRUE | d0ad52d9-0f08-4883-87c2-0c13dafc90fe |  | 2090.32 | 3274.4664 | 40 | RetailStripmall |  |  | 5 | RetailStripmall | 1 |  | 1 | NECB2015 | 0.30241 | 10827.8493 | 234.0248 | 15.1314 | 122.6118 | 6.4968 | 658.5234 | 280.2586 | TORONTO | ONTARIO | 4.3214 | 0 | 0 | 4.3214 | 34.6232 | 0 | 0 | 34.6232 | 0 | 0.085638 | 0 | 0 | 0.77804 | 0.16401 | 0 | 0.25521 | 0.036162 | 0.22421 | 0 | 0 | 0.77804 | 0.012802 | 115.0802 | 0 | Electricity | 40 | 0.757 | [5 empty] | 0.183 | 0.278 | 2.2 | 2.2 | 5 | Toronto Pearson Intl AP | CAN | 382 | 3615 | 43.677 | -79.631 | 5 | 3890 | ON | CAN_ON_Toronto.Pearson.Intl.AP.716240_CWEC2016.epw | 0 | 0.073215 | 0.00016807 | 26.76 | 0 | 435.6285 | 0.35319 | 0.00081075 | 129.09 | 0.1 | 2021-03-24 15:16:10 +0000 | eef80c06 | 0.2.11 | :adv_dx_units: NECB_Default :analysis_id: 6a87033d-ede6-4783-acf8-880bd0e50e61 :analysis_name: baseline-2021-03-24 :boiler_eff: NECB_Default :btap_batch_version: 1.0.002 :building_type: RetailStripmall :compute_environment: aws_batch :datapoint_id: d0ad52d9-0f08-4883-87c2-0c13dafc90fe :daylighting_type: NECB_Default :dcv_type: NECB_Default :door_construction_cond: NECB_Default :ecm_system_name: NECB_Default :enable_costing: true :epw_file: CAN_ON_Toronto.Pearson.Intl.AP.716240_CWEC2016.epw :erv_package: NECB_Default :ext_floor_cond: NECB_Default :ext_roof_cond: NECB_Default :ext_wall_cond: NECB_Default :fdwr_set: NECB_Default :fixed_wind_solar_trans: NECB_Default :fixed_window_cond: NECB_Default :furnace_eff: NECB_Default :glass_door_cond: NECB_Default :glass_door_solar_trans: NECB_Default :ground_floor_cond: NECB_Default :ground_roof_cond: NECB_Default :ground_wall_cond: NECB_Default :lights_scale: NECB_Default :lights_type: NECB_Default :overhead_door_cond: NECB_Default :primary_heating_fuel: Electricity :pv_ground_azimuth_angle: NECB_Default :pv_ground_module_description: NECB_Default :pv_ground_tilt_angle: NECB_Default :pv_ground_total_area_pv_panels_m2: NECB_Default :pv_ground_type: NECB_Default :rotation_degrees: NECB_Default :run_annual_simulation: true :s3_bucket: '834599497928' :scale_x: NECB_Default :scale_y: NECB_Default :scale_z: NECB_Default :shw_eff: NECB_Default :skylight_cond: NECB_Default :skylight_solar_trans: NECB_Default :srr_set: NECB_Default :template: NECB2015 | 0 | TRUE | 991.6937 |  | https://s3.console.aws.amazon.com/s3/buckets/834599497928?region=ca-central-1&prefix=sara.gilani/baseline-2021-03-24/6a87033d-ede6-4783-acf8-880bd0e50e61/output/d0ad52d9-0f08-4883-87c2-0c13dafc90fe/ | 1.0.002 | 0 | 0 |  | 0 | 0 | tier_1 | 0
277 | 0 |  | NECB_Default | NECB_Default | NECB_Default | NECB_Default | NECB_Default | NECB_Default | NECB_Default | NECB_Default | QuickServiceRestaurant | NECB2011 | CAN_QC_Montreal-Trudeau.Intl.AP.716270_CWEC2016.epw | NaturalGas | NECB_Default | NECB_Default | NECB_Default | NECB_Default | NECB_Default | NECB_Default | NECB_Default | NECB_Default | NECB_Default | NECB_Default | NECB_Default | NECB_Default | NECB_Default | NECB_Default | NECB_Default | NECB_Default | NECB_Default | NECB_Default | NECB_Default | NECB_Default | NECB_Default | NECB_Default | NECB_Default | NECB_Default | NECB_Default | NECB_Default | NECB_Default | aws_batch | 834599497928 | [5 empty] | baseline-2021-03-24 | 6a87033d-ede6-4783-acf8-880bd0e50e61 | TRUE | TRUE | eb96ff91-6cb6-4eb4-b1cc-4723abfc9e6c |  | 232.34 | 444.7457 | 37.3 | QuickServiceRestaurant |  |  | 0 | QuickServiceRestaurant | 1 |  | 1 | NECB2011 | 0.46263 | 961.3389 | 245.5422 | 133.6167 | 62.049 | 39.6708 | 815.116 | 334.2372 | MONTREAL | QUEBEC | 0.22152 | 57.0482 | 0 | 57.2697 | 14.1082 | 14.9433 | 0 | 29.0515 | 0 | 0.071404 | 0 | 0 | 0.57003 | 0.14965 | 0 | 1.0134 | 0.10696 | 0.24111 | 1.1548 | 0.00090385 | 1.7248 | 0.14139 | 48.605 | 232.4198 | Natural Gas | 37.3 | 0.757 | [5 empty] | 0.183 | 0.247 | 2.2 |  | 0 | Montreal-Trudeau Intl AP | CAN | 323 | 4090 | 45.471 | -73.741 | 6 | 4400 | QC | CAN_QC_Montreal-Trudeau.Intl.AP.716270_CWEC2016.epw | 0 | 0 | 0 | 0 | 32.85 | 17.4313 | 0.34213 | 0.019628 | 125.05 | 0.1 | 2021-03-24 15:16:03 +0000 | eef80c06 | 0.2.11 | :adv_dx_units: NECB_Default :analysis_id: 6a87033d-ede6-4783-acf8-880bd0e50e61 :analysis_name: baseline-2021-03-24 :boiler_eff: NECB_Default :btap_batch_version: 1.0.002 :building_type: QuickServiceRestaurant :compute_environment: aws_batch :datapoint_id: eb96ff91-6cb6-4eb4-b1cc-4723abfc9e6c :daylighting_type: NECB_Default :dcv_type: NECB_Default :door_construction_cond: NECB_Default :ecm_system_name: NECB_Default :enable_costing: true :epw_file: CAN_QC_Montreal-Trudeau.Intl.AP.716270_CWEC2016.epw :erv_package: NECB_Default :ext_floor_cond: NECB_Default :ext_roof_cond: NECB_Default :ext_wall_cond: NECB_Default :fdwr_set: NECB_Default :fixed_wind_solar_trans: NECB_Default :fixed_window_cond: NECB_Default :furnace_eff: NECB_Default :glass_door_cond: NECB_Default :glass_door_solar_trans: NECB_Default :ground_floor_cond: NECB_Default :ground_roof_cond: NECB_Default :ground_wall_cond: NECB_Default :lights_scale: NECB_Default :lights_type: NECB_Default :overhead_door_cond: NECB_Default :primary_heating_fuel: NaturalGas :pv_ground_azimuth_angle: NECB_Default :pv_ground_module_description: NECB_Default :pv_ground_tilt_angle: NECB_Default :pv_ground_total_area_pv_panels_m2: NECB_Default :pv_ground_type: NECB_Default :rotation_degrees: NECB_Default :run_annual_simulation: true :s3_bucket: '834599497928' :scale_x: NECB_Default :scale_y: NECB_Default :scale_z: NECB_Default :shw_eff: NECB_Default :skylight_cond: NECB_Default :skylight_solar_trans: NECB_Default :srr_set: NECB_Default :template: NECB2011 | 0 | TRUE | 990.3107 |  | https://s3.console.aws.amazon.com/s3/buckets/834599497928?region=ca-central-1&prefix=sara.gilani/baseline-2021-03-24/6a87033d-ede6-4783-acf8-880bd0e50e61/output/eb96ff91-6cb6-4eb4-b1cc-4723abfc9e6c/ | 1.0.002 | 0 | 0 |  | 0 | 0 | tier_1 | 0
278 | 0 |  | NECB_Default | NECB_Default | NECB_Default | NECB_Default | NECB_Default | NECB_Default | NECB_Default | NECB_Default | QuickServiceRestaurant | NECB2017 | CAN_AB_Calgary.Intl.AP.718770_CWEC2016.epw | Electricity | NECB_Default | NECB_Default | NECB_Default | NECB_Default | NECB_Default | NECB_Default | NECB_Default | NECB_Default | NECB_Default | NECB_Default | NECB_Default | NECB_Default | NECB_Default | NECB_Default | NECB_Default | NECB_Default | NECB_Default | NECB_Default | NECB_Default | NECB_Default | NECB_Default | NECB_Default | NECB_Default | NECB_Default | NECB_Default | NECB_Default | NECB_Default | aws_batch | 834599497928 | [5 empty] | baseline-2021-03-24 | 6a87033d-ede6-4783-acf8-880bd0e50e61 | TRUE | TRUE | 9b40ebec-5d0a-451d-a50c-ecbc1ec17e33 |  | 232.34 | 444.7457 | 33.3 | QuickServiceRestaurant |  |  | 0 | QuickServiceRestaurant | 1 |  | 1 | NECB2017 | 0.46263 | 961.3389 | 252.2997 | 16.7716 | 66.3675 | 52.1824 | 788.3706 | 400.7493 | CALGARY | ALBERTA | 197.2322 | 0 | 0 | 197.2322 | 18.6935 | 0 | 0 | 18.6935 | 0 | 0.036843 | 0 | 0 | 0.89877 | 0.14363 | 0.043083 | 0.23969 | 0.10696 | 0.20806 | 0 | 0 | 0.89877 | 0.12051 | 169.9876 | 0 | Electricity | 33.3 | 0.757 | [5 empty] | 0.138 | 0.21 | 1.9 |  | 0 | Calgary Intl AP | CAN | 64 | 4781 | 51.114 | -114.02 | 7a | 5000 | AB | CAN_AB_Calgary.Intl.AP.718770_CWEC2016.epw | 0 | 0.076607 | 0.0043955 | 28 | 0 | 17.4284 | 0.33814 | 0.019402 | 123.59 | 0.1 | 2021-03-24 15:16:00 +0000 | eef80c06 | 0.2.11 | :adv_dx_units: NECB_Default :analysis_id: 6a87033d-ede6-4783-acf8-880bd0e50e61 :analysis_name: baseline-2021-03-24 :boiler_eff: NECB_Default :btap_batch_version: 1.0.002 :building_type: QuickServiceRestaurant :compute_environment: aws_batch :datapoint_id: 9b40ebec-5d0a-451d-a50c-ecbc1ec17e33 :daylighting_type: NECB_Default :dcv_type: NECB_Default :door_construction_cond: NECB_Default :ecm_system_name: NECB_Default :enable_costing: true :epw_file: CAN_AB_Calgary.Intl.AP.718770_CWEC2016.epw :erv_package: NECB_Default :ext_floor_cond: NECB_Default :ext_roof_cond: NECB_Default :ext_wall_cond: NECB_Default :fdwr_set: NECB_Default :fixed_wind_solar_trans: NECB_Default :fixed_window_cond: NECB_Default :furnace_eff: NECB_Default :glass_door_cond: NECB_Default :glass_door_solar_trans: NECB_Default :ground_floor_cond: NECB_Default :ground_roof_cond: NECB_Default :ground_wall_cond: NECB_Default :lights_scale: NECB_Default :lights_type: NECB_Default :overhead_door_cond: NECB_Default :primary_heating_fuel: Electricity :pv_ground_azimuth_angle: NECB_Default :pv_ground_module_description: NECB_Default :pv_ground_tilt_angle: NECB_Default :pv_ground_total_area_pv_panels_m2: NECB_Default :pv_ground_type: NECB_Default :rotation_degrees: NECB_Default :run_annual_simulation: true :s3_bucket: '834599497928' :scale_x: NECB_Default :scale_y: NECB_Default :scale_z: NECB_Default :shw_eff: NECB_Default :skylight_cond: NECB_Default :skylight_solar_trans: NECB_Default :srr_set: NECB_Default :template: NECB2017 | 0 | TRUE | 989.137 |  | https://s3.console.aws.amazon.com/s3/buckets/834599497928?region=ca-central-1&prefix=sara.gilani/baseline-2021-03-24/6a87033d-ede6-4783-acf8-880bd0e50e61/output/9b40ebec-5d0a-451d-a50c-ecbc1ec17e33/ | 1.0.002 | 0 | 0 |  | 0 | 0 | tier_1 | 0
279 | 0 |  | NECB_Default | NECB_Default | NECB_Default | NECB_Default | NECB_Default | NECB_Default | NECB_Default | NECB_Default | QuickServiceRestaurant | NECB2017 | CAN_AB_Edmonton.Intl.AP.711230_CWEC2016.epw | Electricity | NECB_Default | NECB_Default | NECB_Default | NECB_Default | NECB_Default | NECB_Default | NECB_Default | NECB_Default | NECB_Default | NECB_Default | NECB_Default | NECB_Default | NECB_Default | NECB_Default | NECB_Default | NECB_Default | NECB_Default | NECB_Default | NECB_Default | NECB_Default | NECB_Default | NECB_Default | NECB_Default | NECB_Default | NECB_Default | NECB_Default | NECB_Default | aws_batch | 834599497928 | [5 empty] | baseline-2021-03-24 | 6a87033d-ede6-4783-acf8-880bd0e50e61 | TRUE | TRUE | 908dcd0e-ed39-471c-a514-64e190a7f14b |  | 232.34 | 444.7457 | 32.5 | QuickServiceRestaurant |  |  | 0 | QuickServiceRestaurant | 1 |  | 1 | NECB2017 | 0.46263 | 961.3389 | 252.212 | 17.4786 | 67.2035 | 52.1521 | 761.7973 | 372.751 | EDMONTON | ALBERTA | 219.8071 | 0 | 0 | 219.8071 | 20.8331 | 0 | 0 | 20.8331 | 0 | 0.03327 | 0 | 0 | 1.0016 | 0.13648 | 0.043083 | 0.34807 | 0.10696 | 0.20806 | 0 | 0 | 1.0016 | 0.12568 | 173.1998 | 0 | Electricity | 32.5 | 0.757 | [5 empty] | 0.138 | 0.21 | 1.9 |  | 0 | Edmonton Intl AP | CAN | 23 | 5588 | 53.31 | -113.579 | 7a | 5120 | AB | CAN_AB_Edmonton.Intl.AP.711230_CWEC2016.epw | 0 | 0.079891 | 0.0045839 | 29.2 | 0 | 17.4284 | 0.33814 | 0.019402 | 123.59 | 0.1 | 2021-03-24 15:16:06 +0000 | eef80c06 | 0.2.11 | :adv_dx_units: NECB_Default :analysis_id: 6a87033d-ede6-4783-acf8-880bd0e50e61 :analysis_name: baseline-2021-03-24 :boiler_eff: NECB_Default :btap_batch_version: 1.0.002 :building_type: QuickServiceRestaurant :compute_environment: aws_batch :datapoint_id: 908dcd0e-ed39-471c-a514-64e190a7f14b :daylighting_type: NECB_Default :dcv_type: NECB_Default :door_construction_cond: NECB_Default :ecm_system_name: NECB_Default :enable_costing: true :epw_file: CAN_AB_Edmonton.Intl.AP.711230_CWEC2016.epw :erv_package: NECB_Default :ext_floor_cond: NECB_Default :ext_roof_cond: NECB_Default :ext_wall_cond: NECB_Default :fdwr_set: NECB_Default :fixed_wind_solar_trans: NECB_Default :fixed_window_cond: NECB_Default :furnace_eff: NECB_Default :glass_door_cond: NECB_Default :glass_door_solar_trans: NECB_Default :ground_floor_cond: NECB_Default :ground_roof_cond: NECB_Default :ground_wall_cond: NECB_Default :lights_scale: NECB_Default :lights_type: NECB_Default :overhead_door_cond: NECB_Default :primary_heating_fuel: Electricity :pv_ground_azimuth_angle: NECB_Default :pv_ground_module_description: NECB_Default :pv_ground_tilt_angle: NECB_Default :pv_ground_total_area_pv_panels_m2: NECB_Default :pv_ground_type: NECB_Default :rotation_degrees: NECB_Default :run_annual_simulation: true :s3_bucket: '834599497928' :scale_x: NECB_Default :scale_y: NECB_Default :scale_z: NECB_Default :shw_eff: NECB_Default :skylight_cond: NECB_Default :skylight_solar_trans: NECB_Default :srr_set: NECB_Default :template: NECB2017 | 0 | TRUE | 989.2665 |  | https://s3.console.aws.amazon.com/s3/buckets/834599497928?region=ca-central-1&prefix=sara.gilani/baseline-2021-03-24/6a87033d-ede6-4783-acf8-880bd0e50e61/output/908dcd0e-ed39-471c-a514-64e190a7f14b/ | 1.0.002 | 0 | 0 |  | 0 | 0 | tier_1 | 0
280 | 0 |  | NECB_Default | NECB_Default | NECB_Default | NECB_Default | NECB_Default | NECB_Default | NECB_Default | NECB_Default | FullServiceRestaurant | NECB2015 | CAN_QC_Montreal-Trudeau.Intl.AP.716270_CWEC2016.epw | Electricity | NECB_Default | NECB_Default | NECB_Default | NECB_Default | NECB_Default | NECB_Default | NECB_Default | NECB_Default | NECB_Default | NECB_Default | NECB_Default | NECB_Default | NECB_Default | NECB_Default | NECB_Default | NECB_Default | NECB_Default | NECB_Default | NECB_Default | NECB_Default | NECB_Default | NECB_Default | NECB_Default | NECB_Default | NECB_Default | NECB_Default | NECB_Default | aws_batch | 834599497928 | [5 empty] | baseline-2021-03-24 | 6a87033d-ede6-4783-acf8-880bd0e50e61 | TRUE | TRUE | d3968ea9-5cd9-4734-af37-a9e882b32547 |  | 511.15 | 845.2233 | 37.3 | FullServiceRestaurant |  |  | 0 | FullServiceRestaurant | 1 |  | 1 | NECB2015 | 0.35452 | 2384.1067 | 229.7335 | 13.133 | 62.0486 | 33.138 | 602.3041 | 264.251 | MONTREAL | QUEBEC | 0.55461 | 0 | 0 | 0.55461 | 35.323 | 0 | 0 | 35.323 | 0 | 0.060198 | 0 | 0 | 1.4272 | 0.1211 | 0 | 0.82023 | 0.067182 | 0.20528 | 0 | 0 | 1.4272 | 0.15318 | 215.2251 | 0 | Electricity | 37.3 | 0.757 | [5 empty] | 0.183 | 0.247 | 2.2 |  | 0 | Montreal-Trudeau Intl AP | CAN | 323 | 4090 | 45.471 | -73.741 | 6 | 4400 | QC | CAN_QC_Montreal-Trudeau.Intl.AP.716270_CWEC2016.epw | 0 | 0.21423 | 0.0048524 | 78.3 | 0 | 44.149 | 1.0279 | 0.023283 | 375.71 | 0.1 | 2021-03-24 15:15:17 +0000 | eef80c06 | 0.2.11 | :adv_dx_units: NECB_Default :analysis_id: 6a87033d-ede6-4783-acf8-880bd0e50e61 :analysis_name: baseline-2021-03-24 :boiler_eff: NECB_Default :btap_batch_version: 1.0.002 :building_type: FullServiceRestaurant :compute_environment: aws_batch :datapoint_id: d3968ea9-5cd9-4734-af37-a9e882b32547 :daylighting_type: NECB_Default :dcv_type: NECB_Default :door_construction_cond: NECB_Default :ecm_system_name: NECB_Default :enable_costing: true :epw_file: CAN_QC_Montreal-Trudeau.Intl.AP.716270_CWEC2016.epw :erv_package: NECB_Default :ext_floor_cond: NECB_Default :ext_roof_cond: NECB_Default :ext_wall_cond: NECB_Default :fdwr_set: NECB_Default :fixed_wind_solar_trans: NECB_Default :fixed_window_cond: NECB_Default :furnace_eff: NECB_Default :glass_door_cond: NECB_Default :glass_door_solar_trans: NECB_Default :ground_floor_cond: NECB_Default :ground_roof_cond: NECB_Default :ground_wall_cond: NECB_Default :lights_scale: NECB_Default :lights_type: NECB_Default :overhead_door_cond: NECB_Default :primary_heating_fuel: Electricity :pv_ground_azimuth_angle: NECB_Default :pv_ground_module_description: NECB_Default :pv_ground_tilt_angle: NECB_Default :pv_ground_total_area_pv_panels_m2: NECB_Default :pv_ground_type: NECB_Default :rotation_degrees: NECB_Default :run_annual_simulation: true :s3_bucket: '834599497928' :scale_x: NECB_Default :scale_y: NECB_Default :scale_z: NECB_Default :shw_eff: NECB_Default :skylight_cond: NECB_Default :skylight_solar_trans: NECB_Default :srr_set: NECB_Default :template: NECB2015 | 0 | TRUE | 988.1782 |  | https://s3.console.aws.amazon.com/s3/buckets/834599497928?region=ca-central-1&prefix=sara.gilani/baseline-2021-03-24/6a87033d-ede6-4783-acf8-880bd0e50e61/output/d3968ea9-5cd9-4734-af37-a9e882b32547/ | 1.0.002 | 0 | 0 |  | 0 | 0 | tier_1 | 0
281 | 0 |  | NECB_Default | NECB_Default | NECB_Default | NECB_Default | NECB_Default | NECB_Default | NECB_Default | NECB_Default | RetailStripmall | NECB2015 | CAN_AB_Calgary.Intl.AP.718770_CWEC2016.epw | NaturalGas | NECB_Default | NECB_Default | NECB_Default | NECB_Default | NECB_Default | NECB_Default | NECB_Default | NECB_Default | NECB_Default | NECB_Default | NECB_Default | NECB_Default | NECB_Default | NECB_Default | NECB_Default | NECB_Default | NECB_Default | NECB_Default | NECB_Default | NECB_Default | NECB_Default | NECB_Default | NECB_Default | NECB_Default | NECB_Default | NECB_Default | NECB_Default | aws_batch | 834599497928 | [5 empty] | baseline-2021-03-24 | 6a87033d-ede6-4783-acf8-880bd0e50e61 | TRUE | TRUE | 86d1dc32-c1f3-4bb4-935c-d6cde6a1a674 |  | 2090.32 | 3274.4664 | 33.3 | RetailStripmall |  |  | 5 | RetailStripmall | 1 |  | 1 | NECB2015 | 0.30241 | 10827.8493 | 227.3574 | 44.2731 | 122.1509 | 6.1871 | 652.7945 | 252.8261 | CALGARY | ALBERTA | 107.0012 | 18.7959 | 0 | 125.7972 | 10.1415 | 1.3409 | 0 | 11.4824 | 0 | 0.042501 | 0 | 0 | 0.48757 | 0.18193 | 0 | 0.35601 | 0.036162 | 0.22421 | 0.37247 | 0.0027651 | 0.86005 | 0.016466 | 59.4354 | 118.2108 | Natural Gas | 33.3 | 0.757 | [5 empty] | 0.162 | 0.21 | 2.2 | 2.2 | 5 | Calgary Intl AP | CAN | 64 | 4781 | 51.114 | -114.02 | 7a | 5000 | AB | CAN_AB_Calgary.Intl.AP.718770_CWEC2016.epw | 0 | 0 | 0 | 0 | 34.42 | 435.6285 | 0.35319 | 0.00081075 | 129.09 | 0.1 | 2021-03-24 15:15:56 +0000 | eef80c06 | 0.2.11 | :adv_dx_units: NECB_Default :analysis_id: 6a87033d-ede6-4783-acf8-880bd0e50e61 :analysis_name: baseline-2021-03-24 :boiler_eff: NECB_Default :btap_batch_version: 1.0.002 :building_type: RetailStripmall :compute_environment: aws_batch :datapoint_id: 86d1dc32-c1f3-4bb4-935c-d6cde6a1a674 :daylighting_type: NECB_Default :dcv_type: NECB_Default :door_construction_cond: NECB_Default :ecm_system_name: NECB_Default :enable_costing: true :epw_file: CAN_AB_Calgary.Intl.AP.718770_CWEC2016.epw :erv_package: NECB_Default :ext_floor_cond: NECB_Default :ext_roof_cond: NECB_Default :ext_wall_cond: NECB_Default :fdwr_set: NECB_Default :fixed_wind_solar_trans: NECB_Default :fixed_window_cond: NECB_Default :furnace_eff: NECB_Default :glass_door_cond: NECB_Default :glass_door_solar_trans: NECB_Default :ground_floor_cond: NECB_Default :ground_roof_cond: NECB_Default :ground_wall_cond: NECB_Default :lights_scale: NECB_Default :lights_type: NECB_Default :overhead_door_cond: NECB_Default :primary_heating_fuel: NaturalGas :pv_ground_azimuth_angle: NECB_Default :pv_ground_module_description: NECB_Default :pv_ground_tilt_angle: NECB_Default :pv_ground_total_area_pv_panels_m2: NECB_Default :pv_ground_type: NECB_Default :rotation_degrees: NECB_Default :run_annual_simulation: true :s3_bucket: '834599497928' :scale_x: NECB_Default :scale_y: NECB_Default :scale_z: NECB_Default :shw_eff: NECB_Default :skylight_cond: NECB_Default :skylight_solar_trans: NECB_Default :srr_set: NECB_Default :template: NECB2015 | 0 | TRUE | 992.2813 |  | https://s3.console.aws.amazon.com/s3/buckets/834599497928?region=ca-central-1&prefix=sara.gilani/baseline-2021-03-24/6a87033d-ede6-4783-acf8-880bd0e50e61/output/86d1dc32-c1f3-4bb4-935c-d6cde6a1a674/ | 1.0.002 | 0 | 0 |  | 0 | 0 | tier_1 | 0
282 | 0 |  | NECB_Default | NECB_Default | NECB_Default | NECB_Default | NECB_Default | NECB_Default | NECB_Default | NECB_Default | QuickServiceRestaurant | NECB2017 | CAN_YT_Whitehorse.Intl.AP.719640_CWEC2016.epw | NaturalGas | NECB_Default | NECB_Default | NECB_Default | NECB_Default | NECB_Default | NECB_Default | NECB_Default | NECB_Default | NECB_Default | NECB_Default | NECB_Default | NECB_Default | NECB_Default | NECB_Default | NECB_Default | NECB_Default | NECB_Default | NECB_Default | NECB_Default | NECB_Default | NECB_Default | NECB_Default | NECB_Default | NECB_Default | NECB_Default | NECB_Default | NECB_Default | aws_batch | 834599497928 | [5 empty] | baseline-2021-03-24 | 6a87033d-ede6-4783-acf8-880bd0e50e61 | TRUE | TRUE | fc803ce9-196c-4584-8879-791c42dcc574 |  | 232.34 | 444.7457 | 22.8 | QuickServiceRestaurant |  |  | 0 | QuickServiceRestaurant | 1 |  | 1 | NECB2017 | 0.46263 | 961.3389 | 200.2913 | 117.1424 | 59.5642 | 37.5853 | 707.0065 | 292.4232 | WHITEHORSE | YUKON | 7.6108 | 38.6128 | 0 | 46.2236 | 17.4298 | 7.0381 | 0 | 24.4679 | 0 | 0.015236 | 0 | 0 | 0.48933 | 0.11522 | 0.043083 | 0.61642 | 0.10696 | 0.20806 | 0.77597 | 0.00077473 | 1.2653 | 0.15955 | 33.8327 | 224.1048 | Natural Gas | 22.8 | 0.757 | [5 empty] | 0.138 | 0.21 | 1.9 |  | 0 | Whitehorse Intl AP | CAN | 5 | 6491 | 60.709 | -135.069 | 7b | 6580 | YT | CAN_YT_Whitehorse.Intl.AP.719640_CWEC2016.epw | 0 | 0 | 0 | 0 | 37.07 | 17.4284 | 0.33814 | 0.019402 | 123.59 | 0.1 | 2021-03-24 15:15:22 +0000 | eef80c06 | 0.2.11 | :adv_dx_units: NECB_Default :analysis_id: 6a87033d-ede6-4783-acf8-880bd0e50e61 :analysis_name: baseline-2021-03-24 :boiler_eff: NECB_Default :btap_batch_version: 1.0.002 :building_type: QuickServiceRestaurant :compute_environment: aws_batch :datapoint_id: fc803ce9-196c-4584-8879-791c42dcc574 :daylighting_type: NECB_Default :dcv_type: NECB_Default :door_construction_cond: NECB_Default :ecm_system_name: NECB_Default :enable_costing: true :epw_file: CAN_YT_Whitehorse.Intl.AP.719640_CWEC2016.epw :erv_package: NECB_Default :ext_floor_cond: NECB_Default :ext_roof_cond: NECB_Default :ext_wall_cond: NECB_Default :fdwr_set: NECB_Default :fixed_wind_solar_trans: NECB_Default :fixed_window_cond: NECB_Default :furnace_eff: NECB_Default :glass_door_cond: NECB_Default :glass_door_solar_trans: NECB_Default :ground_floor_cond: NECB_Default :ground_roof_cond: NECB_Default :ground_wall_cond: NECB_Default :lights_scale: NECB_Default :lights_type: NECB_Default :overhead_door_cond: NECB_Default :primary_heating_fuel: NaturalGas :pv_ground_azimuth_angle: NECB_Default :pv_ground_module_description: NECB_Default :pv_ground_tilt_angle: NECB_Default :pv_ground_total_area_pv_panels_m2: NECB_Default :pv_ground_type: NECB_Default :rotation_degrees: NECB_Default :run_annual_simulation: true :s3_bucket: '834599497928' :scale_x: NECB_Default :scale_y: NECB_Default :scale_z: NECB_Default :shw_eff: NECB_Default :skylight_cond: NECB_Default :skylight_solar_trans: NECB_Default :srr_set: NECB_Default :template: NECB2017 | 0 | TRUE | 989.6581 |  | https://s3.console.aws.amazon.com/s3/buckets/834599497928?region=ca-central-1&prefix=sara.gilani/baseline-2021-03-24/6a87033d-ede6-4783-acf8-880bd0e50e61/output/fc803ce9-196c-4584-8879-791c42dcc574/ | 1.0.002 | 0 | 0 |  | 0 | 0 | tier_1 | 0
283 | 0 |  | NECB_Default | NECB_Default | NECB_Default | NECB_Default | NECB_Default | NECB_Default | NECB_Default | NECB_Default | RetailStripmall | NECB2015 | CAN_BC_Vancouver.Intl.AP.718920_CWEC2016.epw | Electricity | NECB_Default | NECB_Default | NECB_Default | NECB_Default | NECB_Default | NECB_Default | NECB_Default | NECB_Default | NECB_Default | NECB_Default | NECB_Default | NECB_Default | NECB_Default | NECB_Default | NECB_Default | NECB_Default | NECB_Default | NECB_Default | NECB_Default | NECB_Default | NECB_Default | NECB_Default | NECB_Default | NECB_Default | NECB_Default | NECB_Default | NECB_Default | aws_batch | 834599497928 | [5 empty] | baseline-2021-03-24 | 6a87033d-ede6-4783-acf8-880bd0e50e61 | TRUE | TRUE | b7aed529-c2de-481e-bcc3-766dc75eea47 |  | 2090.32 | 3274.4664 | 40 | RetailStripmall |  |  | 5 | RetailStripmall | 1 |  | 1 | NECB2015 | 0.30241 | 10827.8493 | 213.9683 | 10.5827 | 109.3005 | 6.3268 | 586.9807 | 246.8024 | VANCOUVER | BRITISH COLUMBIA | 1.8274 | 0 | 0 | 1.8274 | 18.2481 | 0 | 0 | 18.2481 | 0 | 0.038635 | 0 | 0 | 0.64481 | 0.16689 | 0 | 0.16639 | 0.036162 | 0.22421 | 0 | 0 | 0.64481 | 0.012515 | 84.2536 | 0 | Electricity | 40 | 0.757 | [5 empty] | 0.227 | 0.315 | 2.4 | 2.4 | 5 | Vancouver Intl AP | CAN | 42 | 2797 | 49.195 | -123.184 | 4 | 2800 | BC | CAN_BC_Vancouver.Intl.AP.718920_CWEC2016.epw | 0 | 0.071573 | 0.0001643 | 26.16 | 0 | 435.6285 | 0.35319 | 0.00081075 | 129.09 | 0.1 | 2021-03-24 15:15:47 +0000 | eef80c06 | 0.2.11 | :adv_dx_units: NECB_Default :analysis_id: 6a87033d-ede6-4783-acf8-880bd0e50e61 :analysis_name: baseline-2021-03-24 :boiler_eff: NECB_Default :btap_batch_version: 1.0.002 :building_type: RetailStripmall :compute_environment: aws_batch :datapoint_id: b7aed529-c2de-481e-bcc3-766dc75eea47 :daylighting_type: NECB_Default :dcv_type: NECB_Default :door_construction_cond: NECB_Default :ecm_system_name: NECB_Default :enable_costing: true :epw_file: CAN_BC_Vancouver.Intl.AP.718920_CWEC2016.epw :erv_package: NECB_Default :ext_floor_cond: NECB_Default :ext_roof_cond: NECB_Default :ext_wall_cond: NECB_Default :fdwr_set: NECB_Default :fixed_wind_solar_trans: NECB_Default :fixed_window_cond: NECB_Default :furnace_eff: NECB_Default :glass_door_cond: NECB_Default :glass_door_solar_trans: NECB_Default :ground_floor_cond: NECB_Default :ground_roof_cond: NECB_Default :ground_wall_cond: NECB_Default :lights_scale: NECB_Default :lights_type: NECB_Default :overhead_door_cond: NECB_Default :primary_heating_fuel: Electricity :pv_ground_azimuth_angle: NECB_Default :pv_ground_module_description: NECB_Default :pv_ground_tilt_angle: NECB_Default :pv_ground_total_area_pv_panels_m2: NECB_Default :pv_ground_type: NECB_Default :rotation_degrees: NECB_Default :run_annual_simulation: true :s3_bucket: '834599497928' :scale_x: NECB_Default :scale_y: NECB_Default :scale_z: NECB_Default :shw_eff: NECB_Default :skylight_cond: NECB_Default :skylight_solar_trans: NECB_Default :srr_set: NECB_Default :template: NECB2015 | 0 | TRUE | 992.6629 |  | https://s3.console.aws.amazon.com/s3/buckets/834599497928?region=ca-central-1&prefix=sara.gilani/baseline-2021-03-24/6a87033d-ede6-4783-acf8-880bd0e50e61/output/b7aed529-c2de-481e-bcc3-766dc75eea47/ | 1.0.002 | 0 | 0 |  | 0 | 0 | tier_1 | 0
284 | 0 |  | NECB_Default | NECB_Default | NECB_Default | NECB_Default | NECB_Default | NECB_Default | NECB_Default | NECB_Default | QuickServiceRestaurant | NECB2015 | CAN_AB_Edmonton.Intl.AP.711230_CWEC2016.epw | Electricity | NECB_Default | NECB_Default | NECB_Default | NECB_Default | NECB_Default | NECB_Default | NECB_Default | NECB_Default | NECB_Default | NECB_Default | NECB_Default | NECB_Default | NECB_Default | NECB_Default | NECB_Default | NECB_Default | NECB_Default | NECB_Default | NECB_Default | NECB_Default | NECB_Default | NECB_Default | NECB_Default | NECB_Default | NECB_Default | NECB_Default | NECB_Default | aws_batch | 834599497928 | [5 empty] | baseline-2021-03-24 | 6a87033d-ede6-4783-acf8-880bd0e50e61 | TRUE | TRUE | 2eab1c87-31bc-4e83-bf7d-13bfdd05d54a |  | 232.34 | 444.7457 | 32.5 | QuickServiceRestaurant |  |  | 0 | QuickServiceRestaurant | 1 |  | 1 | NECB2015 | 0.46263 | 961.3389 | 246.8733 | 17.5496 | 67.2035 | 52.1521 | 728.9386 | 345.16 | EDMONTON | ALBERTA | 312.3828 | 0 | 0 | 312.3828 | 29.6074 | 0 | 0 | 29.6074 | 0 | 0.033658 | 0 | 0 | 1.4234 | 0.14001 | 0 | 0.77692 | 0.10696 | 0.24021 | 0 | 0 | 1.4234 | 0.12568 | 182.7823 | 0 | Electricity | 32.5 | 0.757 | [5 empty] | 0.162 | 0.21 | 2.2 |  | 0 | Edmonton Intl AP | CAN | 23 | 5588 | 53.31 | -113.579 | 7a | 5120 | AB | CAN_AB_Edmonton.Intl.AP.711230_CWEC2016.epw | 0 | 0.079891 | 0.0045839 | 29.2 | 0 | 17.4284 | 0.33814 | 0.019402 | 123.59 | 0.1 | 2021-03-24 15:16:01 +0000 | eef80c06 | 0.2.11 | :adv_dx_units: NECB_Default :analysis_id: 6a87033d-ede6-4783-acf8-880bd0e50e61 :analysis_name: baseline-2021-03-24 :boiler_eff: NECB_Default :btap_batch_version: 1.0.002 :building_type: QuickServiceRestaurant :compute_environment: aws_batch :datapoint_id: 2eab1c87-31bc-4e83-bf7d-13bfdd05d54a :daylighting_type: NECB_Default :dcv_type: NECB_Default :door_construction_cond: NECB_Default :ecm_system_name: NECB_Default :enable_costing: true :epw_file: CAN_AB_Edmonton.Intl.AP.711230_CWEC2016.epw :erv_package: NECB_Default :ext_floor_cond: NECB_Default :ext_roof_cond: NECB_Default :ext_wall_cond: NECB_Default :fdwr_set: NECB_Default :fixed_wind_solar_trans: NECB_Default :fixed_window_cond: NECB_Default :furnace_eff: NECB_Default :glass_door_cond: NECB_Default :glass_door_solar_trans: NECB_Default :ground_floor_cond: NECB_Default :ground_roof_cond: NECB_Default :ground_wall_cond: NECB_Default :lights_scale: NECB_Default :lights_type: NECB_Default :overhead_door_cond: NECB_Default :primary_heating_fuel: Electricity :pv_ground_azimuth_angle: NECB_Default :pv_ground_module_description: NECB_Default :pv_ground_tilt_angle: NECB_Default :pv_ground_total_area_pv_panels_m2: NECB_Default :pv_ground_type: NECB_Default :rotation_degrees: NECB_Default :run_annual_simulation: true :s3_bucket: '834599497928' :scale_x: NECB_Default :scale_y: NECB_Default :scale_z: NECB_Default :shw_eff: NECB_Default :skylight_cond: NECB_Default :skylight_solar_trans: NECB_Default :srr_set: NECB_Default :template: NECB2015 | 0 | TRUE | 990.3453 |  | https://s3.console.aws.amazon.com/s3/buckets/834599497928?region=ca-central-1&prefix=sara.gilani/baseline-2021-03-24/6a87033d-ede6-4783-acf8-880bd0e50e61/output/2eab1c87-31bc-4e83-bf7d-13bfdd05d54a/ | 1.0.002 | 0 | 0 |  | 0 | 0 | tier_1 | 0
285 | 0 |  | NECB_Default | NECB_Default | NECB_Default | NECB_Default | NECB_Default | NECB_Default | NECB_Default | NECB_Default | QuickServiceRestaurant | NECB2017 | CAN_ON_Toronto.Pearson.Intl.AP.716240_CWEC2016.epw | NaturalGas | NECB_Default | NECB_Default | NECB_Default | NECB_Default | NECB_Default | NECB_Default | NECB_Default | NECB_Default | NECB_Default | NECB_Default | NECB_Default | NECB_Default | NECB_Default | NECB_Default | NECB_Default | NECB_Default | NECB_Default | NECB_Default | NECB_Default | NECB_Default | NECB_Default | NECB_Default | NECB_Default | NECB_Default | NECB_Default | NECB_Default | NECB_Default | aws_batch | 834599497928 | [5 empty] | baseline-2021-03-24 | 6a87033d-ede6-4783-acf8-880bd0e50e61 | TRUE | TRUE | 8cc4d345-310b-4d45-b4de-2667a6e42554 |  | 232.34 | 444.7457 | 40 | QuickServiceRestaurant |  |  | 0 | QuickServiceRestaurant | 1 |  | 1 | NECB2017 | 0.46263 | 961.3389 | 271.0872 | 132.111 | 66.6988 | 40.0338 | 878.0795 | 368.1486 | TORONTO | ONTARIO | 3.1919 | 21.6169 | 0 | 24.8088 | 25.573 | 3.8143 | 0 | 29.3873 | 0 | 0.072695 | 0 | 0 | 0.57468 | 0.14324 | 0.043083 | 0.30158 | 0.10696 | 0.20806 | 0.43738 | 0.00064561 | 1.0121 | 0.13579 | 47.1319 | 109.5195 | Natural Gas | 40 | 0.757 | [5 empty] | 0.156 | 0.278 | 1.9 |  | 0 | Toronto Pearson Intl AP | CAN | 382 | 3615 | 43.677 | -79.631 | 5 | 3890 | ON | CAN_ON_Toronto.Pearson.Intl.AP.716240_CWEC2016.epw | 0 | 0 | 0 | 0 | 31.55 | 17.4284 | 0.33814 | 0.019402 | 123.59 | 0.1 | 2021-03-24 15:16:17 +0000 | eef80c06 | 0.2.11 | :adv_dx_units: NECB_Default :analysis_id: 6a87033d-ede6-4783-acf8-880bd0e50e61 :analysis_name: baseline-2021-03-24 :boiler_eff: NECB_Default :btap_batch_version: 1.0.002 :building_type: QuickServiceRestaurant :compute_environment: aws_batch :datapoint_id: 8cc4d345-310b-4d45-b4de-2667a6e42554 :daylighting_type: NECB_Default :dcv_type: NECB_Default :door_construction_cond: NECB_Default :ecm_system_name: NECB_Default :enable_costing: true :epw_file: CAN_ON_Toronto.Pearson.Intl.AP.716240_CWEC2016.epw :erv_package: NECB_Default :ext_floor_cond: NECB_Default :ext_roof_cond: NECB_Default :ext_wall_cond: NECB_Default :fdwr_set: NECB_Default :fixed_wind_solar_trans: NECB_Default :fixed_window_cond: NECB_Default :furnace_eff: NECB_Default :glass_door_cond: NECB_Default :glass_door_solar_trans: NECB_Default :ground_floor_cond: NECB_Default :ground_roof_cond: NECB_Default :ground_wall_cond: NECB_Default :lights_scale: NECB_Default :lights_type: NECB_Default :overhead_door_cond: NECB_Default :primary_heating_fuel: NaturalGas :pv_ground_azimuth_angle: NECB_Default :pv_ground_module_description: NECB_Default :pv_ground_tilt_angle: NECB_Default :pv_ground_total_area_pv_panels_m2: NECB_Default :pv_ground_type: NECB_Default :rotation_degrees: NECB_Default :run_annual_simulation: true :s3_bucket: '834599497928' :scale_x: NECB_Default :scale_y: NECB_Default :scale_z: NECB_Default :shw_eff: NECB_Default :skylight_cond: NECB_Default :skylight_solar_trans: NECB_Default :srr_set: NECB_Default :template: NECB2017 | 0 | TRUE | 989.8496 |  | https://s3.console.aws.amazon.com/s3/buckets/834599497928?region=ca-central-1&prefix=sara.gilani/baseline-2021-03-24/6a87033d-ede6-4783-acf8-880bd0e50e61/output/8cc4d345-310b-4d45-b4de-2667a6e42554/ | 1.0.002 | 0 | 0 |  | 0 | 0 | tier_1 | 0
286 | 0 |  | NECB_Default | NECB_Default | NECB_Default | NECB_Default | NECB_Default | NECB_Default | NECB_Default | NECB_Default | FullServiceRestaurant | NECB2011 | CAN_AB_Edmonton.Intl.AP.711230_CWEC2016.epw | Electricity | NECB_Default | NECB_Default | NECB_Default | NECB_Default | NECB_Default | NECB_Default | NECB_Default | NECB_Default | NECB_Default | NECB_Default | NECB_Default | NECB_Default | NECB_Default | NECB_Default | NECB_Default | NECB_Default | NECB_Default | NECB_Default | NECB_Default | NECB_Default | NECB_Default | NECB_Default | NECB_Default | NECB_Default | NECB_Default | NECB_Default | NECB_Default | aws_batch | 834599497928 | [5 empty] | baseline-2021-03-24 | 6a87033d-ede6-4783-acf8-880bd0e50e61 | TRUE | TRUE | 1eaaa6fd-4f08-4ef3-9331-7d394964ddeb |  | 511.15 | 845.2233 | 32.5 | FullServiceRestaurant |  |  | 0 | FullServiceRestaurant | 1 |  | 1 | NECB2011 | 0.35452 | 2384.1067 | 230.8327 | 12.5084 | 67.2031 | 33.1618 | 592.5122 | 248.8061 | EDMONTON | ALBERTA | 339.0505 | 0 | 0 | 339.0505 | 32.1349 | 0 | 0 | 32.1349 | 0 | 0.020131 | 0 | 0 | 1.545 | 0.11826 | 0 | 0.97672 | 0.067162 | 0.19249 | 0 | 0 | 1.545 | 0.1702 | 197.2994 | 0 | Electricity | 32.5 | 0.757 | [5 empty] | 0.162 | 0.21 | 2.2 |  | 0 | Edmonton Intl AP | CAN | 23 | 5588 | 53.31 | -113.579 | 7a | 5120 | AB | CAN_AB_Edmonton.Intl.AP.711230_CWEC2016.epw | 0 | 0.23803 | 0.0053911 | 87 | 0 | 44.1525 | 1.0393 | 0.023539 | 379.87 | 0.1 | 2021-03-24 15:15:49 +0000 | eef80c06 | 0.2.11 | :adv_dx_units: NECB_Default :analysis_id: 6a87033d-ede6-4783-acf8-880bd0e50e61 :analysis_name: baseline-2021-03-24 :boiler_eff: NECB_Default :btap_batch_version: 1.0.002 :building_type: FullServiceRestaurant :compute_environment: aws_batch :datapoint_id: 1eaaa6fd-4f08-4ef3-9331-7d394964ddeb :daylighting_type: NECB_Default :dcv_type: NECB_Default :door_construction_cond: NECB_Default :ecm_system_name: NECB_Default :enable_costing: true :epw_file: CAN_AB_Edmonton.Intl.AP.711230_CWEC2016.epw :erv_package: NECB_Default :ext_floor_cond: NECB_Default :ext_roof_cond: NECB_Default :ext_wall_cond: NECB_Default :fdwr_set: NECB_Default :fixed_wind_solar_trans: NECB_Default :fixed_window_cond: NECB_Default :furnace_eff: NECB_Default :glass_door_cond: NECB_Default :glass_door_solar_trans: NECB_Default :ground_floor_cond: NECB_Default :ground_roof_cond: NECB_Default :ground_wall_cond: NECB_Default :lights_scale: NECB_Default :lights_type: NECB_Default :overhead_door_cond: NECB_Default :primary_heating_fuel: Electricity :pv_ground_azimuth_angle: NECB_Default :pv_ground_module_description: NECB_Default :pv_ground_tilt_angle: NECB_Default :pv_ground_total_area_pv_panels_m2: NECB_Default :pv_ground_type: NECB_Default :rotation_degrees: NECB_Default :run_annual_simulation: true :s3_bucket: '834599497928' :scale_x: NECB_Default :scale_y: NECB_Default :scale_z: NECB_Default :shw_eff: NECB_Default :skylight_cond: NECB_Default :skylight_solar_trans: NECB_Default :srr_set: NECB_Default :template: NECB2011 | 0 | TRUE | 989.6133 |  | https://s3.console.aws.amazon.com/s3/buckets/834599497928?region=ca-central-1&prefix=sara.gilani/baseline-2021-03-24/6a87033d-ede6-4783-acf8-880bd0e50e61/output/1eaaa6fd-4f08-4ef3-9331-7d394964ddeb/ | 1.0.002 | 0 | 0 |  | 0 | 0 | tier_1 | 0
287 | 0 |  | NECB_Default | NECB_Default | NECB_Default | NECB_Default | NECB_Default | NECB_Default | NECB_Default | NECB_Default | QuickServiceRestaurant | NECB2011 | CAN_NS_Halifax.Dockyard.713280_CWEC2016.epw | Electricity | NECB_Default | NECB_Default | NECB_Default | NECB_Default | NECB_Default | NECB_Default | NECB_Default | NECB_Default | NECB_Default | NECB_Default | NECB_Default | NECB_Default | NECB_Default | NECB_Default | NECB_Default | NECB_Default | NECB_Default | NECB_Default | NECB_Default | NECB_Default | NECB_Default | NECB_Default | NECB_Default | NECB_Default | NECB_Default | NECB_Default | NECB_Default | aws_batch | 834599497928 | [5 empty] | baseline-2021-03-24 | 6a87033d-ede6-4783-acf8-880bd0e50e61 | TRUE | TRUE | e955e03a-a446-457e-9a4b-cf4950c81d19 |  | 232.34 | 444.7457 | 40 | QuickServiceRestaurant |  |  | 0 | QuickServiceRestaurant | 1 |  | 1 | NECB2011 | 0.46263 | 961.3389 | 213.4947 | 14.5285 | 60.0213 | 51.1258 | 667.8074 | 328.6372 | HALIFAX | NOVA SCOTIA | 271.9895 | 0 | 0 | 271.9895 | 53.3422 | 0 | 0 | 53.3422 | 0 | 0.039812 | 0 | 0 | 1.3414 | 0.14629 | 0 | 0.69269 | 0.10696 | 0.24111 | 0 | 0 | 1.3414 | 0.11449 | 172.8304 | 0 | Electricity | 40 | 0.757 | [5 empty] | 0.183 | 0.247 | 2.2 |  | 0 | Halifax Dockyard | CAN | 112 | 3647 | 44.655 | -63.577 | 6 | 4000 | NS | CAN_NS_Halifax.Dockyard.713280_CWEC2016.epw | 0 | 0.072777 | 0.0041751 | 26.6 | 0 | 17.4313 | 0.34213 | 0.019628 | 125.05 | 0.1 | 2021-03-24 15:15:59 +0000 | eef80c06 | 0.2.11 | :adv_dx_units: NECB_Default :analysis_id: 6a87033d-ede6-4783-acf8-880bd0e50e61 :analysis_name: baseline-2021-03-24 :boiler_eff: NECB_Default :btap_batch_version: 1.0.002 :building_type: QuickServiceRestaurant :compute_environment: aws_batch :datapoint_id: e955e03a-a446-457e-9a4b-cf4950c81d19 :daylighting_type: NECB_Default :dcv_type: NECB_Default :door_construction_cond: NECB_Default :ecm_system_name: NECB_Default :enable_costing: true :epw_file: CAN_NS_Halifax.Dockyard.713280_CWEC2016.epw :erv_package: NECB_Default :ext_floor_cond: NECB_Default :ext_roof_cond: NECB_Default :ext_wall_cond: NECB_Default :fdwr_set: NECB_Default :fixed_wind_solar_trans: NECB_Default :fixed_window_cond: NECB_Default :furnace_eff: NECB_Default :glass_door_cond: NECB_Default :glass_door_solar_trans: NECB_Default :ground_floor_cond: NECB_Default :ground_roof_cond: NECB_Default :ground_wall_cond: NECB_Default :lights_scale: NECB_Default :lights_type: NECB_Default :overhead_door_cond: NECB_Default :primary_heating_fuel: Electricity :pv_ground_azimuth_angle: NECB_Default :pv_ground_module_description: NECB_Default :pv_ground_tilt_angle: NECB_Default :pv_ground_total_area_pv_panels_m2: NECB_Default :pv_ground_type: NECB_Default :rotation_degrees: NECB_Default :run_annual_simulation: true :s3_bucket: '834599497928' :scale_x: NECB_Default :scale_y: NECB_Default :scale_z: NECB_Default :shw_eff: NECB_Default :skylight_cond: NECB_Default :skylight_solar_trans: NECB_Default :srr_set: NECB_Default :template: NECB2011 | 0 | TRUE | 991.5023 |  | https://s3.console.aws.amazon.com/s3/buckets/834599497928?region=ca-central-1&prefix=sara.gilani/baseline-2021-03-24/6a87033d-ede6-4783-acf8-880bd0e50e61/output/e955e03a-a446-457e-9a4b-cf4950c81d19/ | 1.0.002 | 0 | 0 |  | 0 | 0 | tier_1 | 0
288 | 0 |  | NECB_Default | NECB_Default | NECB_Default | NECB_Default | NECB_Default | NECB_Default | NECB_Default | NECB_Default | FullServiceRestaurant | NECB2011 | CAN_YT_Whitehorse.Intl.AP.719640_CWEC2016.epw | Electricity | NECB_Default | NECB_Default | NECB_Default | NECB_Default | NECB_Default | NECB_Default | NECB_Default | NECB_Default | NECB_Default | NECB_Default | NECB_Default | NECB_Default | NECB_Default | NECB_Default | NECB_Default | NECB_Default | NECB_Default | NECB_Default | NECB_Default | NECB_Default | NECB_Default | NECB_Default | NECB_Default | NECB_Default | NECB_Default | NECB_Default | NECB_Default | aws_batch | 834599497928 | [5 empty] | baseline-2021-03-24 | 6a87033d-ede6-4783-acf8-880bd0e50e61 | TRUE | TRUE | 6e1ff686-679c-4c2d-84df-b5eb44bc3089 |  | 511.15 | 845.2233 | 22.8 | FullServiceRestaurant |  |  | 0 | FullServiceRestaurant | 1 |  | 1 | NECB2011 | 0.35452 | 2384.1067 | 179.7941 | 10.4593 | 59.5638 | 32.2612 | 515.1807 | 233.1023 | WHITEHORSE | YUKON | 26.7825 | 0 | 0 | 26.7825 | 61.3355 | 0 | 0 | 61.3355 | 0 | 0.0074147 | 0 | 0 | 1.7219 | 0.11233 | 0 | 1.1648 | 0.067162 | 0.19249 | 0 | 0 | 1.7219 | 0.17776 | 249.6118 | 0 | Electricity | 22.8 | 0.757 | [5 empty] | 0.162 | 0.21 | 2.2 |  | 0 | Whitehorse Intl AP | CAN | 5 | 6491 | 60.709 | -135.069 | 7b | 6580 | YT | CAN_YT_Whitehorse.Intl.AP.719640_CWEC2016.epw | 0 | 0.24859 | 0.0056303 | 90.86 | 0 | 44.1525 | 1.0393 | 0.023539 | 379.87 | 0.1 | 2021-03-24 15:15:57 +0000 | eef80c06 | 0.2.11 | :adv_dx_units: NECB_Default :analysis_id: 6a87033d-ede6-4783-acf8-880bd0e50e61 :analysis_name: baseline-2021-03-24 :boiler_eff: NECB_Default :btap_batch_version: 1.0.002 :building_type: FullServiceRestaurant :compute_environment: aws_batch :datapoint_id: 6e1ff686-679c-4c2d-84df-b5eb44bc3089 :daylighting_type: NECB_Default :dcv_type: NECB_Default :door_construction_cond: NECB_Default :ecm_system_name: NECB_Default :enable_costing: true :epw_file: CAN_YT_Whitehorse.Intl.AP.719640_CWEC2016.epw :erv_package: NECB_Default :ext_floor_cond: NECB_Default :ext_roof_cond: NECB_Default :ext_wall_cond: NECB_Default :fdwr_set: NECB_Default :fixed_wind_solar_trans: NECB_Default :fixed_window_cond: NECB_Default :furnace_eff: NECB_Default :glass_door_cond: NECB_Default :glass_door_solar_trans: NECB_Default :ground_floor_cond: NECB_Default :ground_roof_cond: NECB_Default :ground_wall_cond: NECB_Default :lights_scale: NECB_Default :lights_type: NECB_Default :overhead_door_cond: NECB_Default :primary_heating_fuel: Electricity :pv_ground_azimuth_angle: NECB_Default :pv_ground_module_description: NECB_Default :pv_ground_tilt_angle: NECB_Default :pv_ground_total_area_pv_panels_m2: NECB_Default :pv_ground_type: NECB_Default :rotation_degrees: NECB_Default :run_annual_simulation: true :s3_bucket: '834599497928' :scale_x: NECB_Default :scale_y: NECB_Default :scale_z: NECB_Default :shw_eff: NECB_Default :skylight_cond: NECB_Default :skylight_solar_trans: NECB_Default :srr_set: NECB_Default :template: NECB2011 | 0 | TRUE | 989.426 |  | https://s3.console.aws.amazon.com/s3/buckets/834599497928?region=ca-central-1&prefix=sara.gilani/baseline-2021-03-24/6a87033d-ede6-4783-acf8-880bd0e50e61/output/6e1ff686-679c-4c2d-84df-b5eb44bc3089/ | 1.0.002 | 0 | 0 |  | 0 | 0 | tier_1 | 0
289 | 0 |  | NECB_Default | NECB_Default | NECB_Default | NECB_Default | NECB_Default | NECB_Default | NECB_Default | NECB_Default | QuickServiceRestaurant | NECB2017 | CAN_ON_Toronto.Pearson.Intl.AP.716240_CWEC2016.epw | Electricity | NECB_Default | NECB_Default | NECB_Default | NECB_Default | NECB_Default | NECB_Default | NECB_Default | NECB_Default | NECB_Default | NECB_Default | NECB_Default | NECB_Default | NECB_Default | NECB_Default | NECB_Default | NECB_Default | NECB_Default | NECB_Default | NECB_Default | NECB_Default | NECB_Default | NECB_Default | NECB_Default | NECB_Default | NECB_Default | NECB_Default | NECB_Default | aws_batch | 834599497928 | [5 empty] | baseline-2021-03-24 | 6a87033d-ede6-4783-acf8-880bd0e50e61 | TRUE | TRUE | 206ebd85-ad2c-409c-a4af-4e720153904b |  | 232.34 | 444.7457 | 40 | QuickServiceRestaurant |  |  | 0 | QuickServiceRestaurant | 1 |  | 1 | NECB2017 | 0.46263 | 961.3389 | 271.0872 | 17.5637 | 66.6988 | 52.3775 | 807.6499 | 399.9226 | TORONTO | ONTARIO | 5.0895 | 0 | 0 | 5.0895 | 40.7767 | 0 | 0 | 40.7767 | 0 | 0.072695 | 0 | 0 | 0.91633 | 0.1432 | 0.043083 | 0.23091 | 0.10696 | 0.20806 | 0 | 0 | 0.91633 | 0.11143 | 112.1268 | 0 | Electricity | 40 | 0.757 | [5 empty] | 0.156 | 0.278 | 1.9 |  | 0 | Toronto Pearson Intl AP | CAN | 382 | 3615 | 43.677 | -79.631 | 5 | 3890 | ON | CAN_ON_Toronto.Pearson.Intl.AP.716240_CWEC2016.epw | 0 | 0.070834 | 0.0040643 | 25.89 | 0 | 17.4284 | 0.33814 | 0.019402 | 123.59 | 0.1 | 2021-03-24 15:15:30 +0000 | eef80c06 | 0.2.11 | :adv_dx_units: NECB_Default :analysis_id: 6a87033d-ede6-4783-acf8-880bd0e50e61 :analysis_name: baseline-2021-03-24 :boiler_eff: NECB_Default :btap_batch_version: 1.0.002 :building_type: QuickServiceRestaurant :compute_environment: aws_batch :datapoint_id: 206ebd85-ad2c-409c-a4af-4e720153904b :daylighting_type: NECB_Default :dcv_type: NECB_Default :door_construction_cond: NECB_Default :ecm_system_name: NECB_Default :enable_costing: true :epw_file: CAN_ON_Toronto.Pearson.Intl.AP.716240_CWEC2016.epw :erv_package: NECB_Default :ext_floor_cond: NECB_Default :ext_roof_cond: NECB_Default :ext_wall_cond: NECB_Default :fdwr_set: NECB_Default :fixed_wind_solar_trans: NECB_Default :fixed_window_cond: NECB_Default :furnace_eff: NECB_Default :glass_door_cond: NECB_Default :glass_door_solar_trans: NECB_Default :ground_floor_cond: NECB_Default :ground_roof_cond: NECB_Default :ground_wall_cond: NECB_Default :lights_scale: NECB_Default :lights_type: NECB_Default :overhead_door_cond: NECB_Default :primary_heating_fuel: Electricity :pv_ground_azimuth_angle: NECB_Default :pv_ground_module_description: NECB_Default :pv_ground_tilt_angle: NECB_Default :pv_ground_total_area_pv_panels_m2: NECB_Default :pv_ground_type: NECB_Default :rotation_degrees: NECB_Default :run_annual_simulation: true :s3_bucket: '834599497928' :scale_x: NECB_Default :scale_y: NECB_Default :scale_z: NECB_Default :shw_eff: NECB_Default :skylight_cond: NECB_Default :skylight_solar_trans: NECB_Default :srr_set: NECB_Default :template: NECB2017 | 0 | TRUE | 990.4023 |  | https://s3.console.aws.amazon.com/s3/buckets/834599497928?region=ca-central-1&prefix=sara.gilani/baseline-2021-03-24/6a87033d-ede6-4783-acf8-880bd0e50e61/output/206ebd85-ad2c-409c-a4af-4e720153904b/ | 1.0.002 | 0 | 0 |  | 0 | 0 | tier_1 | 0
290 | 0 |  | NECB_Default | NECB_Default | NECB_Default | NECB_Default | NECB_Default | NECB_Default | NECB_Default | NECB_Default | QuickServiceRestaurant | NECB2011 | CAN_AB_Edmonton.Intl.AP.711230_CWEC2016.epw | NaturalGas | NECB_Default | NECB_Default | NECB_Default | NECB_Default | NECB_Default | NECB_Default | NECB_Default | NECB_Default | NECB_Default | NECB_Default | NECB_Default | NECB_Default | NECB_Default | NECB_Default | NECB_Default | NECB_Default | NECB_Default | NECB_Default | NECB_Default | NECB_Default | NECB_Default | NECB_Default | NECB_Default | NECB_Default | NECB_Default | NECB_Default | NECB_Default | aws_batch | 834599497928 | [5 empty] | baseline-2021-03-24 | 6a87033d-ede6-4783-acf8-880bd0e50e61 | TRUE | TRUE | 30713586-a62a-466d-b1e8-9a3e1a4895c1 |  | 232.34 | 444.7457 | 32.5 | QuickServiceRestaurant |  |  | 0 | QuickServiceRestaurant | 1 |  | 1 | NECB2011 | 0.46263 | 961.3389 | 246.8733 | 131.6154 | 67.2035 | 39.5565 | 805.4719 | 320.2232 | EDMONTON | ALBERTA | 116.029 | 68.3756 | 0 | 184.4045 | 10.9971 | 4.878 | 0 | 15.8751 | 0 | 0.032194 | 0 | 0 | 0.52879 | 0.14746 | 0 | 1.2002 | 0.10696 | 0.24111 | 1.355 | 0.001076 | 1.8838 | 0.15482 | 41.8373 | 214.2625 | Natural Gas | 32.5 | 0.757 | [5 empty] | 0.162 | 0.21 | 2.2 |  | 0 | Edmonton Intl AP | CAN | 23 | 5588 | 53.31 | -113.579 | 7a | 5120 | AB | CAN_AB_Edmonton.Intl.AP.711230_CWEC2016.epw | 0 | 0 | 0 | 0 | 35.97 | 17.4313 | 0.34213 | 0.019628 | 125.05 | 0.1 | 2021-03-24 15:16:00 +0000 | eef80c06 | 0.2.11 | :adv_dx_units: NECB_Default :analysis_id: 6a87033d-ede6-4783-acf8-880bd0e50e61 :analysis_name: baseline-2021-03-24 :boiler_eff: NECB_Default :btap_batch_version: 1.0.002 :building_type: QuickServiceRestaurant :compute_environment: aws_batch :datapoint_id: 30713586-a62a-466d-b1e8-9a3e1a4895c1 :daylighting_type: NECB_Default :dcv_type: NECB_Default :door_construction_cond: NECB_Default :ecm_system_name: NECB_Default :enable_costing: true :epw_file: CAN_AB_Edmonton.Intl.AP.711230_CWEC2016.epw :erv_package: NECB_Default :ext_floor_cond: NECB_Default :ext_roof_cond: NECB_Default :ext_wall_cond: NECB_Default :fdwr_set: NECB_Default :fixed_wind_solar_trans: NECB_Default :fixed_window_cond: NECB_Default :furnace_eff: NECB_Default :glass_door_cond: NECB_Default :glass_door_solar_trans: NECB_Default :ground_floor_cond: NECB_Default :ground_roof_cond: NECB_Default :ground_wall_cond: NECB_Default :lights_scale: NECB_Default :lights_type: NECB_Default :overhead_door_cond: NECB_Default :primary_heating_fuel: NaturalGas :pv_ground_azimuth_angle: NECB_Default :pv_ground_module_description: NECB_Default :pv_ground_tilt_angle: NECB_Default :pv_ground_total_area_pv_panels_m2: NECB_Default :pv_ground_type: NECB_Default :rotation_degrees: NECB_Default :run_annual_simulation: true :s3_bucket: '834599497928' :scale_x: NECB_Default :scale_y: NECB_Default :scale_z: NECB_Default :shw_eff: NECB_Default :skylight_cond: NECB_Default :skylight_solar_trans: NECB_Default :srr_set: NECB_Default :template: NECB2011 | 0 | TRUE | 991.4278 |  | https://s3.console.aws.amazon.com/s3/buckets/834599497928?region=ca-central-1&prefix=sara.gilani/baseline-2021-03-24/6a87033d-ede6-4783-acf8-880bd0e50e61/output/30713586-a62a-466d-b1e8-9a3e1a4895c1/ | 1.0.002 | 0 | 0 |  | 0 | 0 | tier_1 | 0
291 | 0 |  | NECB_Default | NECB_Default | NECB_Default | NECB_Default | NECB_Default | NECB_Default | NECB_Default | NECB_Default | QuickServiceRestaurant | NECB2011 | CAN_NS_Halifax.Dockyard.713280_CWEC2016.epw | NaturalGas | NECB_Default | NECB_Default | NECB_Default | NECB_Default | NECB_Default | NECB_Default | NECB_Default | NECB_Default | NECB_Default | NECB_Default | NECB_Default | NECB_Default | NECB_Default | NECB_Default | NECB_Default | NECB_Default | NECB_Default | NECB_Default | NECB_Default | NECB_Default | NECB_Default | NECB_Default | NECB_Default | NECB_Default | NECB_Default | NECB_Default | NECB_Default | aws_batch | 834599497928 | [5 empty] | baseline-2021-03-24 | 6a87033d-ede6-4783-acf8-880bd0e50e61 | TRUE | TRUE | f8ddfe21-dadb-4eee-b3fc-add437552ecd |  | 232.34 | 444.7457 | 40 | QuickServiceRestaurant |  |  | 0 | QuickServiceRestaurant | 1 |  | 1 | NECB2011 | 0.46263 | 961.3389 | 213.4947 | 119.1073 | 60.0213 | 38.1445 | 726.4824 | 295.7146 | HALIFAX | NOVA SCOTIA | 108.4711 | 49.4327 | 0 | 157.9038 | 21.2732 | 12.4773 | 0 | 33.7505 | 0 | 0.039812 | 0 | 0 | 0.53499 | 0.14655 | 0 | 0.85383 | 0.10696 | 0.24111 | 0.99341 | 0.00055952 | 1.5284 | 0.13958 | 41.8597 | 177.581 | Natural Gas | 40 | 0.757 | [5 empty] | 0.183 | 0.247 | 2.2 |  | 0 | Halifax Dockyard | CAN | 112 | 3647 | 44.655 | -63.577 | 6 | 4000 | NS | CAN_NS_Halifax.Dockyard.713280_CWEC2016.epw | 0 | 0 | 0 | 0 | 32.43 | 17.4313 | 0.34213 | 0.019628 | 125.05 | 0.1 | 2021-03-24 15:16:08 +0000 | eef80c06 | 0.2.11 | :adv_dx_units: NECB_Default :analysis_id: 6a87033d-ede6-4783-acf8-880bd0e50e61 :analysis_name: baseline-2021-03-24 :boiler_eff: NECB_Default :btap_batch_version: 1.0.002 :building_type: QuickServiceRestaurant :compute_environment: aws_batch :datapoint_id: f8ddfe21-dadb-4eee-b3fc-add437552ecd :daylighting_type: NECB_Default :dcv_type: NECB_Default :door_construction_cond: NECB_Default :ecm_system_name: NECB_Default :enable_costing: true :epw_file: CAN_NS_Halifax.Dockyard.713280_CWEC2016.epw :erv_package: NECB_Default :ext_floor_cond: NECB_Default :ext_roof_cond: NECB_Default :ext_wall_cond: NECB_Default :fdwr_set: NECB_Default :fixed_wind_solar_trans: NECB_Default :fixed_window_cond: NECB_Default :furnace_eff: NECB_Default :glass_door_cond: NECB_Default :glass_door_solar_trans: NECB_Default :ground_floor_cond: NECB_Default :ground_roof_cond: NECB_Default :ground_wall_cond: NECB_Default :lights_scale: NECB_Default :lights_type: NECB_Default :overhead_door_cond: NECB_Default :primary_heating_fuel: NaturalGas :pv_ground_azimuth_angle: NECB_Default :pv_ground_module_description: NECB_Default :pv_ground_tilt_angle: NECB_Default :pv_ground_total_area_pv_panels_m2: NECB_Default :pv_ground_type: NECB_Default :rotation_degrees: NECB_Default :run_annual_simulation: true :s3_bucket: '834599497928' :scale_x: NECB_Default :scale_y: NECB_Default :scale_z: NECB_Default :shw_eff: NECB_Default :skylight_cond: NECB_Default :skylight_solar_trans: NECB_Default :srr_set: NECB_Default :template: NECB2011 | 0 | TRUE | 991.5784 |  | https://s3.console.aws.amazon.com/s3/buckets/834599497928?region=ca-central-1&prefix=sara.gilani/baseline-2021-03-24/6a87033d-ede6-4783-acf8-880bd0e50e61/output/f8ddfe21-dadb-4eee-b3fc-add437552ecd/ | 1.0.002 | 0 | 0 |  | 0 | 0 | tier_1 | 0
292 | 0 |  | NECB_Default | NECB_Default | NECB_Default | NECB_Default | NECB_Default | NECB_Default | NECB_Default | NECB_Default | FullServiceRestaurant | NECB2015 | CAN_ON_Toronto.Pearson.Intl.AP.716240_CWEC2016.epw | NaturalGas | NECB_Default | NECB_Default | NECB_Default | NECB_Default | NECB_Default | NECB_Default | NECB_Default | NECB_Default | NECB_Default | NECB_Default | NECB_Default | NECB_Default | NECB_Default | NECB_Default | NECB_Default | NECB_Default | NECB_Default | NECB_Default | NECB_Default | NECB_Default | NECB_Default | NECB_Default | NECB_Default | NECB_Default | NECB_Default | NECB_Default | NECB_Default | aws_batch | 834599497928 | [5 empty] | baseline-2021-03-24 | 6a87033d-ede6-4783-acf8-880bd0e50e61 | TRUE | TRUE | 0616a75e-7fe9-4ff3-bc0d-8d4127395f3d |  | 511.15 | 845.2233 | 40 | FullServiceRestaurant |  |  | 0 | FullServiceRestaurant | 1 |  | 1 | NECB2015 | 0.35452 | 2384.1067 | 245.5706 | 70.9582 | 66.6984 | 19.1711 | 637.4744 | 235.0761 | TORONTO | ONTARIO | 2.5799 | 56.4867 | 0 | 59.0666 | 20.6703 | 9.9671 | 0 | 30.6374 | 0 | 0.067593 | 0 | 0 | 0.46448 | 0.1239 | 0 | 0.95279 | 0.067182 | 0.20528 | 1.143 | 0.00052822 | 1.6075 | 0.1902 | 45.4391 | 228.6997 | Natural Gas | 40 | 0.757 | [5 empty] | 0.183 | 0.278 | 2.2 |  | 0 | Toronto Pearson Intl AP | CAN | 382 | 3615 | 43.677 | -79.631 | 5 | 3890 | ON | CAN_ON_Toronto.Pearson.Intl.AP.716240_CWEC2016.epw | 0 | 0 | 0 | 0 | 97.22 | 44.149 | 1.0279 | 0.023283 | 375.71 | 0.1 | 2021-03-24 15:16:08 +0000 | eef80c06 | 0.2.11 | :adv_dx_units: NECB_Default :analysis_id: 6a87033d-ede6-4783-acf8-880bd0e50e61 :analysis_name: baseline-2021-03-24 :boiler_eff: NECB_Default :btap_batch_version: 1.0.002 :building_type: FullServiceRestaurant :compute_environment: aws_batch :datapoint_id: 0616a75e-7fe9-4ff3-bc0d-8d4127395f3d :daylighting_type: NECB_Default :dcv_type: NECB_Default :door_construction_cond: NECB_Default :ecm_system_name: NECB_Default :enable_costing: true :epw_file: CAN_ON_Toronto.Pearson.Intl.AP.716240_CWEC2016.epw :erv_package: NECB_Default :ext_floor_cond: NECB_Default :ext_roof_cond: NECB_Default :ext_wall_cond: NECB_Default :fdwr_set: NECB_Default :fixed_wind_solar_trans: NECB_Default :fixed_window_cond: NECB_Default :furnace_eff: NECB_Default :glass_door_cond: NECB_Default :glass_door_solar_trans: NECB_Default :ground_floor_cond: NECB_Default :ground_roof_cond: NECB_Default :ground_wall_cond: NECB_Default :lights_scale: NECB_Default :lights_type: NECB_Default :overhead_door_cond: NECB_Default :primary_heating_fuel: NaturalGas :pv_ground_azimuth_angle: NECB_Default :pv_ground_module_description: NECB_Default :pv_ground_tilt_angle: NECB_Default :pv_ground_total_area_pv_panels_m2: NECB_Default :pv_ground_type: NECB_Default :rotation_degrees: NECB_Default :run_annual_simulation: true :s3_bucket: '834599497928' :scale_x: NECB_Default :scale_y: NECB_Default :scale_z: NECB_Default :shw_eff: NECB_Default :skylight_cond: NECB_Default :skylight_solar_trans: NECB_Default :srr_set: NECB_Default :template: NECB2015 | 0 | TRUE | 988.9028 |  | https://s3.console.aws.amazon.com/s3/buckets/834599497928?region=ca-central-1&prefix=sara.gilani/baseline-2021-03-24/6a87033d-ede6-4783-acf8-880bd0e50e61/output/0616a75e-7fe9-4ff3-bc0d-8d4127395f3d/ | 1.0.002 | 0 | 0 |  | 0 | 0 | tier_1 | 0
293 | 0 |  | NECB_Default | NECB_Default | NECB_Default | NECB_Default | NECB_Default | NECB_Default | NECB_Default | NECB_Default | FullServiceRestaurant | NECB2017 | CAN_BC_Vancouver.Intl.AP.718920_CWEC2016.epw | Electricity | NECB_Default | NECB_Default | NECB_Default | NECB_Default | NECB_Default | NECB_Default | NECB_Default | NECB_Default | NECB_Default | NECB_Default | NECB_Default | NECB_Default | NECB_Default | NECB_Default | NECB_Default | NECB_Default | NECB_Default | NECB_Default | NECB_Default | NECB_Default | NECB_Default | NECB_Default | NECB_Default | NECB_Default | NECB_Default | NECB_Default | NECB_Default | aws_batch | 834599497928 | [5 empty] | baseline-2021-03-24 | 6a87033d-ede6-4783-acf8-880bd0e50e61 | TRUE | TRUE | 18f28f5d-021c-4760-8802-20843a4beea1 |  | 511.15 | 845.2233 | 40 | FullServiceRestaurant |  |  | 0 | FullServiceRestaurant | 1 |  | 1 | NECB2017 | 0.35452 | 2384.1067 | 220.6419 | 9.0511 | 60.2685 | 32.8862 | 575.4743 | 252.6266 | VANCOUVER | BRITISH COLUMBIA | 2.2427 | 0 | 0 | 2.2427 | 22.3953 | 0 | 0 | 22.3953 | 0 | 0.021657 | 0 | 0 | 0.79133 | 0.11871 | 0.038384 | 0.23295 | 0.067182 | 0.16792 | 0 | 0 | 0.79133 | 0.14454 | 81.707 | 0 | Electricity | 40 | 0.757 | [5 empty] | 0.193 | 0.315 | 2.1 |  | 0 | Vancouver Intl AP | CAN | 42 | 2797 | 49.195 | -123.184 | 4 | 2800 | BC | CAN_BC_Vancouver.Intl.AP.718920_CWEC2016.epw | 0 | 0.20213 | 0.0045785 | 73.88 | 0 | 44.149 | 1.0279 | 0.023283 | 375.71 | 0.1 | 2021-03-24 15:16:04 +0000 | eef80c06 | 0.2.11 | :adv_dx_units: NECB_Default :analysis_id: 6a87033d-ede6-4783-acf8-880bd0e50e61 :analysis_name: baseline-2021-03-24 :boiler_eff: NECB_Default :btap_batch_version: 1.0.002 :building_type: FullServiceRestaurant :compute_environment: aws_batch :datapoint_id: 18f28f5d-021c-4760-8802-20843a4beea1 :daylighting_type: NECB_Default :dcv_type: NECB_Default :door_construction_cond: NECB_Default :ecm_system_name: NECB_Default :enable_costing: true :epw_file: CAN_BC_Vancouver.Intl.AP.718920_CWEC2016.epw :erv_package: NECB_Default :ext_floor_cond: NECB_Default :ext_roof_cond: NECB_Default :ext_wall_cond: NECB_Default :fdwr_set: NECB_Default :fixed_wind_solar_trans: NECB_Default :fixed_window_cond: NECB_Default :furnace_eff: NECB_Default :glass_door_cond: NECB_Default :glass_door_solar_trans: NECB_Default :ground_floor_cond: NECB_Default :ground_roof_cond: NECB_Default :ground_wall_cond: NECB_Default :lights_scale: NECB_Default :lights_type: NECB_Default :overhead_door_cond: NECB_Default :primary_heating_fuel: Electricity :pv_ground_azimuth_angle: NECB_Default :pv_ground_module_description: NECB_Default :pv_ground_tilt_angle: NECB_Default :pv_ground_total_area_pv_panels_m2: NECB_Default :pv_ground_type: NECB_Default :rotation_degrees: NECB_Default :run_annual_simulation: true :s3_bucket: '834599497928' :scale_x: NECB_Default :scale_y: NECB_Default :scale_z: NECB_Default :shw_eff: NECB_Default :skylight_cond: NECB_Default :skylight_solar_trans: NECB_Default :srr_set: NECB_Default :template: NECB2017 | 0 | TRUE | 988.4103 |  | https://s3.console.aws.amazon.com/s3/buckets/834599497928?region=ca-central-1&prefix=sara.gilani/baseline-2021-03-24/6a87033d-ede6-4783-acf8-880bd0e50e61/output/18f28f5d-021c-4760-8802-20843a4beea1/ | 1.0.002 | 0 | 0 |  | 0 | 0 | tier_1 | 0
294 | 0 |  | NECB_Default | NECB_Default | NECB_Default | NECB_Default | NECB_Default | NECB_Default | NECB_Default | NECB_Default | FullServiceRestaurant | NECB2017 | CAN_NS_Halifax.Dockyard.713280_CWEC2016.epw | NaturalGas | NECB_Default | NECB_Default | NECB_Default | NECB_Default | NECB_Default | NECB_Default | NECB_Default | NECB_Default | NECB_Default | NECB_Default | NECB_Default | NECB_Default | NECB_Default | NECB_Default | NECB_Default | NECB_Default | NECB_Default | NECB_Default | NECB_Default | NECB_Default | NECB_Default | NECB_Default | NECB_Default | NECB_Default | NECB_Default | NECB_Default | NECB_Default | aws_batch | 834599497928 | [5 empty] | baseline-2021-03-24 | 6a87033d-ede6-4783-acf8-880bd0e50e61 | TRUE | TRUE | a724910a-b151-45ef-9dcc-428d0e803507 |  | 511.15 | 845.2233 | 40 | FullServiceRestaurant |  |  | 0 | FullServiceRestaurant | 1 |  | 1 | NECB2017 | 0.35452 | 2384.1067 | 204.7695 | 62.35 | 60.0209 | 18.1898 | 574.5821 | 229.2519 | HALIFAX | NOVA SCOTIA | 86.0851 | 30.6019 | 0 | 116.6871 | 16.8829 | 7.7242 | 0 | 24.6071 | 0 | 0.025844 | 0 | 0 | 0.42451 | 0.11777 | 0.045525 | 0.42177 | 0.067182 | 0.16792 | 0.61501 | 0.00027389 | 1.0395 | 0.19323 | 34.8858 | 131.2433 | Natural Gas | 40 | 0.757 | [5 empty] | 0.156 | 0.247 | 1.9 |  | 0 | Halifax Dockyard | CAN | 112 | 3647 | 44.655 | -63.577 | 6 | 4000 | NS | CAN_NS_Halifax.Dockyard.713280_CWEC2016.epw | 0 | 0 | 0 | 0 | 98.77 | 44.149 | 1.0279 | 0.023283 | 375.71 | 0.1 | 2021-03-24 15:16:15 +0000 | eef80c06 | 0.2.11 | :adv_dx_units: NECB_Default :analysis_id: 6a87033d-ede6-4783-acf8-880bd0e50e61 :analysis_name: baseline-2021-03-24 :boiler_eff: NECB_Default :btap_batch_version: 1.0.002 :building_type: FullServiceRestaurant :compute_environment: aws_batch :datapoint_id: a724910a-b151-45ef-9dcc-428d0e803507 :daylighting_type: NECB_Default :dcv_type: NECB_Default :door_construction_cond: NECB_Default :ecm_system_name: NECB_Default :enable_costing: true :epw_file: CAN_NS_Halifax.Dockyard.713280_CWEC2016.epw :erv_package: NECB_Default :ext_floor_cond: NECB_Default :ext_roof_cond: NECB_Default :ext_wall_cond: NECB_Default :fdwr_set: NECB_Default :fixed_wind_solar_trans: NECB_Default :fixed_window_cond: NECB_Default :furnace_eff: NECB_Default :glass_door_cond: NECB_Default :glass_door_solar_trans: NECB_Default :ground_floor_cond: NECB_Default :ground_roof_cond: NECB_Default :ground_wall_cond: NECB_Default :lights_scale: NECB_Default :lights_type: NECB_Default :overhead_door_cond: NECB_Default :primary_heating_fuel: NaturalGas :pv_ground_azimuth_angle: NECB_Default :pv_ground_module_description: NECB_Default :pv_ground_tilt_angle: NECB_Default :pv_ground_total_area_pv_panels_m2: NECB_Default :pv_ground_type: NECB_Default :rotation_degrees: NECB_Default :run_annual_simulation: true :s3_bucket: '834599497928' :scale_x: NECB_Default :scale_y: NECB_Default :scale_z: NECB_Default :shw_eff: NECB_Default :skylight_cond: NECB_Default :skylight_solar_trans: NECB_Default :srr_set: NECB_Default :template: NECB2017 | 0 | TRUE | 988.7444 |  | https://s3.console.aws.amazon.com/s3/buckets/834599497928?region=ca-central-1&prefix=sara.gilani/baseline-2021-03-24/6a87033d-ede6-4783-acf8-880bd0e50e61/output/a724910a-b151-45ef-9dcc-428d0e803507/ | 1.0.002 | 0 | 0 |  | 0 | 0 | tier_1 | 0
295 | 0 |  | NECB_Default | NECB_Default | NECB_Default | NECB_Default | NECB_Default | NECB_Default | NECB_Default | NECB_Default | FullServiceRestaurant | NECB2015 | CAN_YT_Whitehorse.Intl.AP.719640_CWEC2016.epw | Electricity | NECB_Default | NECB_Default | NECB_Default | NECB_Default | NECB_Default | NECB_Default | NECB_Default | NECB_Default | NECB_Default | NECB_Default | NECB_Default | NECB_Default | NECB_Default | NECB_Default | NECB_Default | NECB_Default | NECB_Default | NECB_Default | NECB_Default | NECB_Default | NECB_Default | NECB_Default | NECB_Default | NECB_Default | NECB_Default | NECB_Default | NECB_Default | aws_batch | 834599497928 | [5 empty] | baseline-2021-03-24 | 6a87033d-ede6-4783-acf8-880bd0e50e61 | TRUE | TRUE | 65c03da6-acf1-4385-954e-ca66cc82a98b |  | 511.15 | 845.2233 | 22.8 | FullServiceRestaurant |  |  | 0 | FullServiceRestaurant | 1 |  | 1 | NECB2015 | 0.35452 | 2384.1067 | 179.7941 | 10.4593 | 59.5638 | 32.2612 | 516.2909 | 234.2126 | WHITEHORSE | YUKON | 26.8562 | 0 | 0 | 26.8562 | 61.5042 | 0 | 0 | 61.5042 | 0 | 0.0080603 | 0 | 0 | 1.7267 | 0.11365 | 0 | 1.1566 | 0.067182 | 0.20528 | 0 | 0 | 1.7267 | 0.17584 | 249.6655 | 0 | Electricity | 22.8 | 0.757 | [5 empty] | 0.162 | 0.21 | 2.2 |  | 0 | Whitehorse Intl AP | CAN | 5 | 6491 | 60.709 | -135.069 | 7b | 6580 | YT | CAN_YT_Whitehorse.Intl.AP.719640_CWEC2016.epw | 0 | 0.24591 | 0.00557 | 89.88 | 0 | 44.149 | 1.0279 | 0.023283 | 375.71 | 0.1 | 2021-03-24 15:16:03 +0000 | eef80c06 | 0.2.11 | :adv_dx_units: NECB_Default :analysis_id: 6a87033d-ede6-4783-acf8-880bd0e50e61 :analysis_name: baseline-2021-03-24 :boiler_eff: NECB_Default :btap_batch_version: 1.0.002 :building_type: FullServiceRestaurant :compute_environment: aws_batch :datapoint_id: 65c03da6-acf1-4385-954e-ca66cc82a98b :daylighting_type: NECB_Default :dcv_type: NECB_Default :door_construction_cond: NECB_Default :ecm_system_name: NECB_Default :enable_costing: true :epw_file: CAN_YT_Whitehorse.Intl.AP.719640_CWEC2016.epw :erv_package: NECB_Default :ext_floor_cond: NECB_Default :ext_roof_cond: NECB_Default :ext_wall_cond: NECB_Default :fdwr_set: NECB_Default :fixed_wind_solar_trans: NECB_Default :fixed_window_cond: NECB_Default :furnace_eff: NECB_Default :glass_door_cond: NECB_Default :glass_door_solar_trans: NECB_Default :ground_floor_cond: NECB_Default :ground_roof_cond: NECB_Default :ground_wall_cond: NECB_Default :lights_scale: NECB_Default :lights_type: NECB_Default :overhead_door_cond: NECB_Default :primary_heating_fuel: Electricity :pv_ground_azimuth_angle: NECB_Default :pv_ground_module_description: NECB_Default :pv_ground_tilt_angle: NECB_Default :pv_ground_total_area_pv_panels_m2: NECB_Default :pv_ground_type: NECB_Default :rotation_degrees: NECB_Default :run_annual_simulation: true :s3_bucket: '834599497928' :scale_x: NECB_Default :scale_y: NECB_Default :scale_z: NECB_Default :shw_eff: NECB_Default :skylight_cond: NECB_Default :skylight_solar_trans: NECB_Default :srr_set: NECB_Default :template: NECB2015 | 0 | TRUE | 989.0354 |  | https://s3.console.aws.amazon.com/s3/buckets/834599497928?region=ca-central-1&prefix=sara.gilani/baseline-2021-03-24/6a87033d-ede6-4783-acf8-880bd0e50e61/output/65c03da6-acf1-4385-954e-ca66cc82a98b/ | 1.0.002 | 0 | 0 |  | 0 | 0 | tier_1 | 0
296 | 0 |  | NECB_Default | NECB_Default | NECB_Default | NECB_Default | NECB_Default | NECB_Default | NECB_Default | NECB_Default | QuickServiceRestaurant | NECB2017 | CAN_QC_Montreal-Trudeau.Intl.AP.716270_CWEC2016.epw | Electricity | NECB_Default | NECB_Default | NECB_Default | NECB_Default | NECB_Default | NECB_Default | NECB_Default | NECB_Default | NECB_Default | NECB_Default | NECB_Default | NECB_Default | NECB_Default | NECB_Default | NECB_Default | NECB_Default | NECB_Default | NECB_Default | NECB_Default | NECB_Default | NECB_Default | NECB_Default | NECB_Default | NECB_Default | NECB_Default | NECB_Default | NECB_Default | aws_batch | 834599497928 | [5 empty] | baseline-2021-03-24 | 6a87033d-ede6-4783-acf8-880bd0e50e61 | TRUE | TRUE | 220c511d-ac51-4afd-931c-65c081d22a56 |  | 232.34 | 444.7457 | 37.3 | QuickServiceRestaurant |  |  | 0 | QuickServiceRestaurant | 1 |  | 1 | NECB2017 | 0.46263 | 961.3389 | 253.0167 | 17.9274 | 62.049 | 52.1559 | 772.1976 | 387.0486 | MONTREAL | QUEBEC | 0.3771 | 0 | 0 | 0.3771 | 24.0171 | 0 | 0 | 24.0171 | 0 | 0.066067 | 0 | 0 | 0.97039 | 0.13321 | 0.043083 | 0.29836 | 0.10696 | 0.20806 | 0 | 0 | 0.97039 | 0.11466 | 189.1432 | 0 | Electricity | 37.3 | 0.757 | [5 empty] | 0.156 | 0.247 | 1.9 |  | 0 | Montreal-Trudeau Intl AP | CAN | 323 | 4090 | 45.471 | -73.741 | 6 | 4400 | QC | CAN_QC_Montreal-Trudeau.Intl.AP.716270_CWEC2016.epw | 0 | 0.072886 | 0.004182 | 26.64 | 0 | 17.4284 | 0.33814 | 0.019402 | 123.59 | 0.1 | 2021-03-24 15:15:21 +0000 | eef80c06 | 0.2.11 | :adv_dx_units: NECB_Default :analysis_id: 6a87033d-ede6-4783-acf8-880bd0e50e61 :analysis_name: baseline-2021-03-24 :boiler_eff: NECB_Default :btap_batch_version: 1.0.002 :building_type: QuickServiceRestaurant :compute_environment: aws_batch :datapoint_id: 220c511d-ac51-4afd-931c-65c081d22a56 :daylighting_type: NECB_Default :dcv_type: NECB_Default :door_construction_cond: NECB_Default :ecm_system_name: NECB_Default :enable_costing: true :epw_file: CAN_QC_Montreal-Trudeau.Intl.AP.716270_CWEC2016.epw :erv_package: NECB_Default :ext_floor_cond: NECB_Default :ext_roof_cond: NECB_Default :ext_wall_cond: NECB_Default :fdwr_set: NECB_Default :fixed_wind_solar_trans: NECB_Default :fixed_window_cond: NECB_Default :furnace_eff: NECB_Default :glass_door_cond: NECB_Default :glass_door_solar_trans: NECB_Default :ground_floor_cond: NECB_Default :ground_roof_cond: NECB_Default :ground_wall_cond: NECB_Default :lights_scale: NECB_Default :lights_type: NECB_Default :overhead_door_cond: NECB_Default :primary_heating_fuel: Electricity :pv_ground_azimuth_angle: NECB_Default :pv_ground_module_description: NECB_Default :pv_ground_tilt_angle: NECB_Default :pv_ground_total_area_pv_panels_m2: NECB_Default :pv_ground_type: NECB_Default :rotation_degrees: NECB_Default :run_annual_simulation: true :s3_bucket: '834599497928' :scale_x: NECB_Default :scale_y: NECB_Default :scale_z: NECB_Default :shw_eff: NECB_Default :skylight_cond: NECB_Default :skylight_solar_trans: NECB_Default :srr_set: NECB_Default :template: NECB2017 | 0 | TRUE | 990.9937 |  | https://s3.console.aws.amazon.com/s3/buckets/834599497928?region=ca-central-1&prefix=sara.gilani/baseline-2021-03-24/6a87033d-ede6-4783-acf8-880bd0e50e61/output/220c511d-ac51-4afd-931c-65c081d22a56/ | 1.0.002 | 0 | 0 |  | 0 | 0 | tier_1 | 0
297 | 0 |  | NECB_Default | NECB_Default | NECB_Default | NECB_Default | NECB_Default | NECB_Default | NECB_Default | NECB_Default | RetailStripmall | NECB2017 | CAN_ON_Toronto.Pearson.Intl.AP.716240_CWEC2016.epw | Electricity | NECB_Default | NECB_Default | NECB_Default | NECB_Default | NECB_Default | NECB_Default | NECB_Default | NECB_Default | NECB_Default | NECB_Default | NECB_Default | NECB_Default | NECB_Default | NECB_Default | NECB_Default | NECB_Default | NECB_Default | NECB_Default | NECB_Default | NECB_Default | NECB_Default | NECB_Default | NECB_Default | NECB_Default | NECB_Default | NECB_Default | NECB_Default | aws_batch | 834599497928 | [5 empty] | baseline-2021-03-24 | 6a87033d-ede6-4783-acf8-880bd0e50e61 | TRUE | TRUE | 513a899f-8be7-4d9a-99d1-32d422684940 |  | 2090.32 | 3274.4664 | 40 | RetailStripmall |  |  | 2 | RetailStripmall | 1 |  | 1 | NECB2017 | 0.30241 | 10827.8493 | 241.536 | 13.9759 | 122.6118 | 6.4968 | 639.4172 | 254.7968 | TORONTO | ONTARIO | 3.474 | 0 | 0 | 3.474 | 27.8338 | 0 | 0 | 27.8338 | 0 | 0.069162 | 0 | 0 | 0.62548 | 0.13289 | 0.0075299 | 0.17751 | 0.036162 | 0.18943 | 0 | 0 | 0.62548 | 0.012802 | 85.0651 | 0 | Electricity | 40 | 0.757 | [5 empty] | 0.156 | 0.278 | 1.9 | 1.9 | 2 | Toronto Pearson Intl AP | CAN | 382 | 3615 | 43.677 | -79.631 | 5 | 3890 | ON | CAN_ON_Toronto.Pearson.Intl.AP.716240_CWEC2016.epw | 0 | 0.073215 | 0.00016807 | 26.76 | 0 | 435.6285 | 0.35319 | 0.00081075 | 129.09 | 0.1 | 2021-03-24 15:15:51 +0000 | eef80c06 | 0.2.11 | :adv_dx_units: NECB_Default :analysis_id: 6a87033d-ede6-4783-acf8-880bd0e50e61 :analysis_name: baseline-2021-03-24 :boiler_eff: NECB_Default :btap_batch_version: 1.0.002 :building_type: RetailStripmall :compute_environment: aws_batch :datapoint_id: 513a899f-8be7-4d9a-99d1-32d422684940 :daylighting_type: NECB_Default :dcv_type: NECB_Default :door_construction_cond: NECB_Default :ecm_system_name: NECB_Default :enable_costing: true :epw_file: CAN_ON_Toronto.Pearson.Intl.AP.716240_CWEC2016.epw :erv_package: NECB_Default :ext_floor_cond: NECB_Default :ext_roof_cond: NECB_Default :ext_wall_cond: NECB_Default :fdwr_set: NECB_Default :fixed_wind_solar_trans: NECB_Default :fixed_window_cond: NECB_Default :furnace_eff: NECB_Default :glass_door_cond: NECB_Default :glass_door_solar_trans: NECB_Default :ground_floor_cond: NECB_Default :ground_roof_cond: NECB_Default :ground_wall_cond: NECB_Default :lights_scale: NECB_Default :lights_type: NECB_Default :overhead_door_cond: NECB_Default :primary_heating_fuel: Electricity :pv_ground_azimuth_angle: NECB_Default :pv_ground_module_description: NECB_Default :pv_ground_tilt_angle: NECB_Default :pv_ground_total_area_pv_panels_m2: NECB_Default :pv_ground_type: NECB_Default :rotation_degrees: NECB_Default :run_annual_simulation: true :s3_bucket: '834599497928' :scale_x: NECB_Default :scale_y: NECB_Default :scale_z: NECB_Default :shw_eff: NECB_Default :skylight_cond: NECB_Default :skylight_solar_trans: NECB_Default :srr_set: NECB_Default :template: NECB2017 | 0 | TRUE | 992.7826 |  | https://s3.console.aws.amazon.com/s3/buckets/834599497928?region=ca-central-1&prefix=sara.gilani/baseline-2021-03-24/6a87033d-ede6-4783-acf8-880bd0e50e61/output/513a899f-8be7-4d9a-99d1-32d422684940/ | 1.0.002 | 0 | 0 |  | 0 | 0 | tier_1 | 0
298 | 0 |  | NECB_Default | NECB_Default | NECB_Default | NECB_Default | NECB_Default | NECB_Default | NECB_Default | NECB_Default | FullServiceRestaurant | NECB2017 | CAN_QC_Montreal-Trudeau.Intl.AP.716270_CWEC2016.epw | NaturalGas | NECB_Default | NECB_Default | NECB_Default | NECB_Default | NECB_Default | NECB_Default | NECB_Default | NECB_Default | NECB_Default | NECB_Default | NECB_Default | NECB_Default | NECB_Default | NECB_Default | NECB_Default | NECB_Default | NECB_Default | NECB_Default | NECB_Default | NECB_Default | NECB_Default | NECB_Default | NECB_Default | NECB_Default | NECB_Default | NECB_Default | NECB_Default | aws_batch | 834599497928 | [5 empty] | baseline-2021-03-24 | 6a87033d-ede6-4783-acf8-880bd0e50e61 | TRUE | TRUE | c1c976d3-8dc3-47a8-82a6-101e99da22cc |  | 511.15 | 845.2233 | 37.3 | FullServiceRestaurant |  |  | 0 | FullServiceRestaurant | 1 |  | 1 | NECB2017 | 0.35452 | 2384.1067 | 236.3117 | 70.1066 | 62.0486 | 18.9622 | 643.09 | 255.6609 | MONTREAL | QUEBEC | 0.17684 | 36.4005 | 0 | 36.5773 | 11.263 | 9.5348 | 0 | 20.7978 | 0 | 0.053976 | 0 | 0 | 0.45505 | 0.11995 | 0.045525 | 0.54119 | 0.067182 | 0.16792 | 0.73685 | 0.00050866 | 1.1919 | 0.19566 | 44.3816 | 246.6153 | Natural Gas | 37.3 | 0.757 | [5 empty] | 0.156 | 0.247 | 1.9 |  | 0 | Montreal-Trudeau Intl AP | CAN | 323 | 4090 | 45.471 | -73.741 | 6 | 4400 | QC | CAN_QC_Montreal-Trudeau.Intl.AP.716270_CWEC2016.epw | 0 | 0 | 0 | 0 | 100.01 | 44.149 | 1.0279 | 0.023283 | 375.71 | 0.1 | 2021-03-24 15:16:03 +0000 | eef80c06 | 0.2.11 | :adv_dx_units: NECB_Default :analysis_id: 6a87033d-ede6-4783-acf8-880bd0e50e61 :analysis_name: baseline-2021-03-24 :boiler_eff: NECB_Default :btap_batch_version: 1.0.002 :building_type: FullServiceRestaurant :compute_environment: aws_batch :datapoint_id: c1c976d3-8dc3-47a8-82a6-101e99da22cc :daylighting_type: NECB_Default :dcv_type: NECB_Default :door_construction_cond: NECB_Default :ecm_system_name: NECB_Default :enable_costing: true :epw_file: CAN_QC_Montreal-Trudeau.Intl.AP.716270_CWEC2016.epw :erv_package: NECB_Default :ext_floor_cond: NECB_Default :ext_roof_cond: NECB_Default :ext_wall_cond: NECB_Default :fdwr_set: NECB_Default :fixed_wind_solar_trans: NECB_Default :fixed_window_cond: NECB_Default :furnace_eff: NECB_Default :glass_door_cond: NECB_Default :glass_door_solar_trans: NECB_Default :ground_floor_cond: NECB_Default :ground_roof_cond: NECB_Default :ground_wall_cond: NECB_Default :lights_scale: NECB_Default :lights_type: NECB_Default :overhead_door_cond: NECB_Default :primary_heating_fuel: NaturalGas :pv_ground_azimuth_angle: NECB_Default :pv_ground_module_description: NECB_Default :pv_ground_tilt_angle: NECB_Default :pv_ground_total_area_pv_panels_m2: NECB_Default :pv_ground_type: NECB_Default :rotation_degrees: NECB_Default :run_annual_simulation: true :s3_bucket: '834599497928' :scale_x: NECB_Default :scale_y: NECB_Default :scale_z: NECB_Default :shw_eff: NECB_Default :skylight_cond: NECB_Default :skylight_solar_trans: NECB_Default :srr_set: NECB_Default :template: NECB2017 | 0 | TRUE | 989.2841 |  | https://s3.console.aws.amazon.com/s3/buckets/834599497928?region=ca-central-1&prefix=sara.gilani/baseline-2021-03-24/6a87033d-ede6-4783-acf8-880bd0e50e61/output/c1c976d3-8dc3-47a8-82a6-101e99da22cc/ | 1.0.002 | 0 | 0 |  | 0 | 0 | tier_1 | 0
299 | 0 |  | NECB_Default | NECB_Default | NECB_Default | NECB_Default | NECB_Default | NECB_Default | NECB_Default | NECB_Default | QuickServiceRestaurant | NECB2015 | CAN_BC_Vancouver.Intl.AP.718920_CWEC2016.epw | NaturalGas | NECB_Default | NECB_Default | NECB_Default | NECB_Default | NECB_Default | NECB_Default | NECB_Default | NECB_Default | NECB_Default | NECB_Default | NECB_Default | NECB_Default | NECB_Default | NECB_Default | NECB_Default | NECB_Default | NECB_Default | NECB_Default | NECB_Default | NECB_Default | NECB_Default | NECB_Default | NECB_Default | NECB_Default | NECB_Default | NECB_Default | NECB_Default | aws_batch | 834599497928 | [5 empty] | baseline-2021-03-24 | 6a87033d-ede6-4783-acf8-880bd0e50e61 | TRUE | TRUE | 88edc4f5-5935-409b-9a8d-7cbfb87d398e |  | 232.34 | 444.7457 | 40 | QuickServiceRestaurant |  |  | 0 | QuickServiceRestaurant | 1 |  | 1 | NECB2015 | 0.46263 | 961.3389 | 236.7387 | 121.3059 | 60.2688 | 38.7341 | 739.9225 | 282.875 | VANCOUVER | BRITISH COLUMBIA | 1.49 | 31.6864 | 0 | 33.1764 | 14.8796 | 7.1085 | 0 | 21.9882 | 0 | 0.040028 | 0 | 0 | 0.52574 | 0.1382 | 0 | 0.49634 | 0.10696 | 0.24021 | 0.62852 | 0.00034432 | 1.1543 | 0.13218 | 39.017 | 104.6215 | Natural Gas | 40 | 0.757 | [5 empty] | 0.227 | 0.315 | 2.4 |  | 0 | Vancouver Intl AP | CAN | 42 | 2797 | 49.195 | -123.184 | 4 | 2800 | BC | CAN_BC_Vancouver.Intl.AP.718920_CWEC2016.epw | 0 | 0 | 0 | 0 | 30.71 | 17.4284 | 0.33814 | 0.019402 | 123.59 | 0.1 | 2021-03-24 15:16:04 +0000 | eef80c06 | 0.2.11 | :adv_dx_units: NECB_Default :analysis_id: 6a87033d-ede6-4783-acf8-880bd0e50e61 :analysis_name: baseline-2021-03-24 :boiler_eff: NECB_Default :btap_batch_version: 1.0.002 :building_type: QuickServiceRestaurant :compute_environment: aws_batch :datapoint_id: 88edc4f5-5935-409b-9a8d-7cbfb87d398e :daylighting_type: NECB_Default :dcv_type: NECB_Default :door_construction_cond: NECB_Default :ecm_system_name: NECB_Default :enable_costing: true :epw_file: CAN_BC_Vancouver.Intl.AP.718920_CWEC2016.epw :erv_package: NECB_Default :ext_floor_cond: NECB_Default :ext_roof_cond: NECB_Default :ext_wall_cond: NECB_Default :fdwr_set: NECB_Default :fixed_wind_solar_trans: NECB_Default :fixed_window_cond: NECB_Default :furnace_eff: NECB_Default :glass_door_cond: NECB_Default :glass_door_solar_trans: NECB_Default :ground_floor_cond: NECB_Default :ground_roof_cond: NECB_Default :ground_wall_cond: NECB_Default :lights_scale: NECB_Default :lights_type: NECB_Default :overhead_door_cond: NECB_Default :primary_heating_fuel: NaturalGas :pv_ground_azimuth_angle: NECB_Default :pv_ground_module_description: NECB_Default :pv_ground_tilt_angle: NECB_Default :pv_ground_total_area_pv_panels_m2: NECB_Default :pv_ground_type: NECB_Default :rotation_degrees: NECB_Default :run_annual_simulation: true :s3_bucket: '834599497928' :scale_x: NECB_Default :scale_y: NECB_Default :scale_z: NECB_Default :shw_eff: NECB_Default :skylight_cond: NECB_Default :skylight_solar_trans: NECB_Default :srr_set: NECB_Default :template: NECB2015 | 0 | TRUE | 991.5563 |  | https://s3.console.aws.amazon.com/s3/buckets/834599497928?region=ca-central-1&prefix=sara.gilani/baseline-2021-03-24/6a87033d-ede6-4783-acf8-880bd0e50e61/output/88edc4f5-5935-409b-9a8d-7cbfb87d398e/ | 1.0.002 | 0 | 0 |  | 0 | 0 | tier_1 | 0
300 | 0 |  | NECB_Default | NECB_Default | NECB_Default | NECB_Default | NECB_Default | NECB_Default | NECB_Default | NECB_Default | FullServiceRestaurant | NECB2011 | CAN_ON_Toronto.Pearson.Intl.AP.716240_CWEC2016.epw | Electricity | NECB_Default | NECB_Default | NECB_Default | NECB_Default | NECB_Default | NECB_Default | NECB_Default | NECB_Default | NECB_Default | NECB_Default | NECB_Default | NECB_Default | NECB_Default | NECB_Default | NECB_Default | NECB_Default | NECB_Default | NECB_Default | NECB_Default | NECB_Default | NECB_Default | NECB_Default | NECB_Default | NECB_Default | NECB_Default | NECB_Default | NECB_Default | aws_batch | 834599497928 | [5 empty] | baseline-2021-03-24 | 6a87033d-ede6-4783-acf8-880bd0e50e61 | TRUE | TRUE | 9048daf7-4cf9-48c0-a797-029f4f3382d6 |  | 511.15 | 845.2233 | 40 | FullServiceRestaurant |  |  | 0 | FullServiceRestaurant | 1 |  | 1 | NECB2011 | 0.35452 | 2384.1067 | 245.5706 | 12.7327 | 66.6984 | 33.2536 | 626.0273 | 267.7719 | TORONTO | ONTARIO | 7.2041 | 0 | 0 | 7.2041 | 57.719 | 0 | 0 | 57.719 | 0 | 0.064306 | 0 | 0 | 1.2971 | 0.12237 | 0 | 0.70042 | 0.067162 | 0.19249 | 0 | 0 | 1.2971 | 0.15031 | 197.781 | 0 | Electricity | 40 | 0.757 | [5 empty] | 0.183 | 0.278 | 2.2 |  | 0 | Toronto Pearson Intl AP | CAN | 382 | 3615 | 43.677 | -79.631 | 5 | 3890 | ON | CAN_ON_Toronto.Pearson.Intl.AP.716240_CWEC2016.epw | 0 | 0.21021 | 0.0047609 | 76.83 | 0 | 44.1525 | 1.0393 | 0.023539 | 379.87 | 0.1 | 2021-03-24 15:15:55 +0000 | eef80c06 | 0.2.11 | :adv_dx_units: NECB_Default :analysis_id: 6a87033d-ede6-4783-acf8-880bd0e50e61 :analysis_name: baseline-2021-03-24 :boiler_eff: NECB_Default :btap_batch_version: 1.0.002 :building_type: FullServiceRestaurant :compute_environment: aws_batch :datapoint_id: 9048daf7-4cf9-48c0-a797-029f4f3382d6 :daylighting_type: NECB_Default :dcv_type: NECB_Default :door_construction_cond: NECB_Default :ecm_system_name: NECB_Default :enable_costing: true :epw_file: CAN_ON_Toronto.Pearson.Intl.AP.716240_CWEC2016.epw :erv_package: NECB_Default :ext_floor_cond: NECB_Default :ext_roof_cond: NECB_Default :ext_wall_cond: NECB_Default :fdwr_set: NECB_Default :fixed_wind_solar_trans: NECB_Default :fixed_window_cond: NECB_Default :furnace_eff: NECB_Default :glass_door_cond: NECB_Default :glass_door_solar_trans: NECB_Default :ground_floor_cond: NECB_Default :ground_roof_cond: NECB_Default :ground_wall_cond: NECB_Default :lights_scale: NECB_Default :lights_type: NECB_Default :overhead_door_cond: NECB_Default :primary_heating_fuel: Electricity :pv_ground_azimuth_angle: NECB_Default :pv_ground_module_description: NECB_Default :pv_ground_tilt_angle: NECB_Default :pv_ground_total_area_pv_panels_m2: NECB_Default :pv_ground_type: NECB_Default :rotation_degrees: NECB_Default :run_annual_simulation: true :s3_bucket: '834599497928' :scale_x: NECB_Default :scale_y: NECB_Default :scale_z: NECB_Default :shw_eff: NECB_Default :skylight_cond: NECB_Default :skylight_solar_trans: NECB_Default :srr_set: NECB_Default :template: NECB2011 | 0 | TRUE | 990.6666 |  | https://s3.console.aws.amazon.com/s3/buckets/834599497928?region=ca-central-1&prefix=sara.gilani/baseline-2021-03-24/6a87033d-ede6-4783-acf8-880bd0e50e61/output/9048daf7-4cf9-48c0-a797-029f4f3382d6/ | 1.0.002 | 0 | 0 |  | 0 | 0 | tier_1 | 0
301 | 0 |  | NECB_Default | NECB_Default | NECB_Default | NECB_Default | NECB_Default | NECB_Default | NECB_Default | NECB_Default | FullServiceRestaurant | NECB2011 | CAN_NS_Halifax.Dockyard.713280_CWEC2016.epw | NaturalGas | NECB_Default | NECB_Default | NECB_Default | NECB_Default | NECB_Default | NECB_Default | NECB_Default | NECB_Default | NECB_Default | NECB_Default | NECB_Default | NECB_Default | NECB_Default | NECB_Default | NECB_Default | NECB_Default | NECB_Default | NECB_Default | NECB_Default | NECB_Default | NECB_Default | NECB_Default | NECB_Default | NECB_Default | NECB_Default | NECB_Default | NECB_Default | aws_batch | 834599497928 | [5 empty] | baseline-2021-03-24 | 6a87033d-ede6-4783-acf8-880bd0e50e61 | TRUE | TRUE | 5ddddb23-0d57-48ae-9adf-59b28288cae5 |  | 511.15 | 845.2233 | 40 | FullServiceRestaurant |  |  | 0 | FullServiceRestaurant | 1 |  | 1 | NECB2011 | 0.35452 | 2384.1067 | 198.0563 | 62.5538 | 60.0209 | 18.1898 | 541.2084 | 202.3876 | HALIFAX | NOVA SCOTIA | 81.8521 | 52.7636 | 0 | 134.6157 | 16.0527 | 13.318 | 0 | 29.3708 | 0 | 0.025961 | 0 | 0 | 0.40364 | 0.1177 | 0 | 0.86495 | 0.067162 | 0.19249 | 1.0604 | 0.00033258 | 1.464 | 0.1954 | 35.5987 | 167.1644 | Natural Gas | 40 | 0.757 | [5 empty] | 0.183 | 0.247 | 2.2 |  | 0 | Halifax Dockyard | CAN | 112 | 3647 | 44.655 | -63.577 | 6 | 4000 | NS | CAN_NS_Halifax.Dockyard.713280_CWEC2016.epw | 0 | 0 | 0 | 0 | 99.88 | 44.1525 | 1.0393 | 0.023539 | 379.87 | 0.1 | 2021-03-24 15:16:02 +0000 | eef80c06 | 0.2.11 | :adv_dx_units: NECB_Default :analysis_id: 6a87033d-ede6-4783-acf8-880bd0e50e61 :analysis_name: baseline-2021-03-24 :boiler_eff: NECB_Default :btap_batch_version: 1.0.002 :building_type: FullServiceRestaurant :compute_environment: aws_batch :datapoint_id: 5ddddb23-0d57-48ae-9adf-59b28288cae5 :daylighting_type: NECB_Default :dcv_type: NECB_Default :door_construction_cond: NECB_Default :ecm_system_name: NECB_Default :enable_costing: true :epw_file: CAN_NS_Halifax.Dockyard.713280_CWEC2016.epw :erv_package: NECB_Default :ext_floor_cond: NECB_Default :ext_roof_cond: NECB_Default :ext_wall_cond: NECB_Default :fdwr_set: NECB_Default :fixed_wind_solar_trans: NECB_Default :fixed_window_cond: NECB_Default :furnace_eff: NECB_Default :glass_door_cond: NECB_Default :glass_door_solar_trans: NECB_Default :ground_floor_cond: NECB_Default :ground_roof_cond: NECB_Default :ground_wall_cond: NECB_Default :lights_scale: NECB_Default :lights_type: NECB_Default :overhead_door_cond: NECB_Default :primary_heating_fuel: NaturalGas :pv_ground_azimuth_angle: NECB_Default :pv_ground_module_description: NECB_Default :pv_ground_tilt_angle: NECB_Default :pv_ground_total_area_pv_panels_m2: NECB_Default :pv_ground_type: NECB_Default :rotation_degrees: NECB_Default :run_annual_simulation: true :s3_bucket: '834599497928' :scale_x: NECB_Default :scale_y: NECB_Default :scale_z: NECB_Default :shw_eff: NECB_Default :skylight_cond: NECB_Default :skylight_solar_trans: NECB_Default :srr_set: NECB_Default :template: NECB2011 | 0 | TRUE | 990.9022 |  | https://s3.console.aws.amazon.com/s3/buckets/834599497928?region=ca-central-1&prefix=sara.gilani/baseline-2021-03-24/6a87033d-ede6-4783-acf8-880bd0e50e61/output/5ddddb23-0d57-48ae-9adf-59b28288cae5/ | 1.0.002 | 0 | 0 |  | 0 | 0 | tier_1 | 0
302 | 0 |  | NECB_Default | NECB_Default | NECB_Default | NECB_Default | NECB_Default | NECB_Default | NECB_Default | NECB_Default | FullServiceRestaurant | NECB2015 | CAN_AB_Edmonton.Intl.AP.711230_CWEC2016.epw | Electricity | NECB_Default | NECB_Default | NECB_Default | NECB_Default | NECB_Default | NECB_Default | NECB_Default | NECB_Default | NECB_Default | NECB_Default | NECB_Default | NECB_Default | NECB_Default | NECB_Default | NECB_Default | NECB_Default | NECB_Default | NECB_Default | NECB_Default | NECB_Default | NECB_Default | NECB_Default | NECB_Default | NECB_Default | NECB_Default | NECB_Default | NECB_Default | aws_batch | 834599497928 | [5 empty] | baseline-2021-03-24 | 6a87033d-ede6-4783-acf8-880bd0e50e61 | TRUE | TRUE | b1f58161-a494-40cc-aa42-db00dc6154e8 |  | 511.15 | 845.2233 | 32.5 | FullServiceRestaurant |  |  | 0 | FullServiceRestaurant | 1 |  | 1 | NECB2015 | 0.35452 | 2384.1067 | 230.8327 | 12.1897 | 67.2031 | 33.1618 | 593.7847 | 250.3974 | EDMONTON | ALBERTA | 340.4115 | 0 | 0 | 340.4115 | 32.2639 | 0 | 0 | 32.2639 | 0 | 0.021266 | 0 | 0 | 1.5511 | 0.11955 | 0 | 0.96948 | 0.067182 | 0.20528 | 0 | 0 | 1.5511 | 0.16837 | 197.4486 | 0 | Electricity | 32.5 | 0.757 | [5 empty] | 0.162 | 0.21 | 2.2 |  | 0 | Edmonton Intl AP | CAN | 23 | 5588 | 53.31 | -113.579 | 7a | 5120 | AB | CAN_AB_Edmonton.Intl.AP.711230_CWEC2016.epw | 0 | 0.23546 | 0.0053333 | 86.06 | 0 | 44.149 | 1.0279 | 0.023283 | 375.71 | 0.1 | 2021-03-24 15:16:05 +0000 | eef80c06 | 0.2.11 | :adv_dx_units: NECB_Default :analysis_id: 6a87033d-ede6-4783-acf8-880bd0e50e61 :analysis_name: baseline-2021-03-24 :boiler_eff: NECB_Default :btap_batch_version: 1.0.002 :building_type: FullServiceRestaurant :compute_environment: aws_batch :datapoint_id: b1f58161-a494-40cc-aa42-db00dc6154e8 :daylighting_type: NECB_Default :dcv_type: NECB_Default :door_construction_cond: NECB_Default :ecm_system_name: NECB_Default :enable_costing: true :epw_file: CAN_AB_Edmonton.Intl.AP.711230_CWEC2016.epw :erv_package: NECB_Default :ext_floor_cond: NECB_Default :ext_roof_cond: NECB_Default :ext_wall_cond: NECB_Default :fdwr_set: NECB_Default :fixed_wind_solar_trans: NECB_Default :fixed_window_cond: NECB_Default :furnace_eff: NECB_Default :glass_door_cond: NECB_Default :glass_door_solar_trans: NECB_Default :ground_floor_cond: NECB_Default :ground_roof_cond: NECB_Default :ground_wall_cond: NECB_Default :lights_scale: NECB_Default :lights_type: NECB_Default :overhead_door_cond: NECB_Default :primary_heating_fuel: Electricity :pv_ground_azimuth_angle: NECB_Default :pv_ground_module_description: NECB_Default :pv_ground_tilt_angle: NECB_Default :pv_ground_total_area_pv_panels_m2: NECB_Default :pv_ground_type: NECB_Default :rotation_degrees: NECB_Default :run_annual_simulation: true :s3_bucket: '834599497928' :scale_x: NECB_Default :scale_y: NECB_Default :scale_z: NECB_Default :shw_eff: NECB_Default :skylight_cond: NECB_Default :skylight_solar_trans: NECB_Default :srr_set: NECB_Default :template: NECB2015 | 0 | TRUE | 990.0383 |  | https://s3.console.aws.amazon.com/s3/buckets/834599497928?region=ca-central-1&prefix=sara.gilani/baseline-2021-03-24/6a87033d-ede6-4783-acf8-880bd0e50e61/output/b1f58161-a494-40cc-aa42-db00dc6154e8/ | 1.0.002 | 0 | 0 |  | 0 | 0 | tier_1 | 0
303 | 0 |  | NECB_Default | NECB_Default | NECB_Default | NECB_Default | NECB_Default | NECB_Default | NECB_Default | NECB_Default | QuickServiceRestaurant | NECB2011 | CAN_BC_Vancouver.Intl.AP.718920_CWEC2016.epw | NaturalGas | NECB_Default | NECB_Default | NECB_Default | NECB_Default | NECB_Default | NECB_Default | NECB_Default | NECB_Default | NECB_Default | NECB_Default | NECB_Default | NECB_Default | NECB_Default | NECB_Default | NECB_Default | NECB_Default | NECB_Default | NECB_Default | NECB_Default | NECB_Default | NECB_Default | NECB_Default | NECB_Default | NECB_Default | NECB_Default | NECB_Default | NECB_Default | aws_batch | 834599497928 | [5 empty] | baseline-2021-03-24 | 6a87033d-ede6-4783-acf8-880bd0e50e61 | TRUE | TRUE | 577da96f-5cb2-4ddf-953d-a333f0a5e7fc |  | 232.34 | 444.7457 | 40 | QuickServiceRestaurant |  |  | 0 | QuickServiceRestaurant | 1 |  | 1 | NECB2011 | 0.46263 | 961.3389 | 236.7387 | 121.3059 | 60.2688 | 38.7341 | 764.0659 | 307.0185 | VANCOUVER | BRITISH COLUMBIA | 1.5176 | 39.3069 | 0 | 40.8245 | 15.1549 | 8.8181 | 0 | 23.973 | 0 | 0.037187 | 0 | 0 | 0.53555 | 0.14991 | 0 | 0.64595 | 0.10696 | 0.24111 | 0.77972 | 0.00038736 | 1.3153 | 0.13377 | 41.2656 | 123.2703 | Natural Gas | 40 | 0.757 | [5 empty] | 0.227 | 0.315 | 2.4 |  | 0 | Vancouver Intl AP | CAN | 42 | 2797 | 49.195 | -123.184 | 4 | 2800 | BC | CAN_BC_Vancouver.Intl.AP.718920_CWEC2016.epw | 0 | 0 | 0 | 0 | 31.08 | 17.4313 | 0.34213 | 0.019628 | 125.05 | 0.1 | 2021-03-24 15:15:58 +0000 | eef80c06 | 0.2.11 | :adv_dx_units: NECB_Default :analysis_id: 6a87033d-ede6-4783-acf8-880bd0e50e61 :analysis_name: baseline-2021-03-24 :boiler_eff: NECB_Default :btap_batch_version: 1.0.002 :building_type: QuickServiceRestaurant :compute_environment: aws_batch :datapoint_id: 577da96f-5cb2-4ddf-953d-a333f0a5e7fc :daylighting_type: NECB_Default :dcv_type: NECB_Default :door_construction_cond: NECB_Default :ecm_system_name: NECB_Default :enable_costing: true :epw_file: CAN_BC_Vancouver.Intl.AP.718920_CWEC2016.epw :erv_package: NECB_Default :ext_floor_cond: NECB_Default :ext_roof_cond: NECB_Default :ext_wall_cond: NECB_Default :fdwr_set: NECB_Default :fixed_wind_solar_trans: NECB_Default :fixed_window_cond: NECB_Default :furnace_eff: NECB_Default :glass_door_cond: NECB_Default :glass_door_solar_trans: NECB_Default :ground_floor_cond: NECB_Default :ground_roof_cond: NECB_Default :ground_wall_cond: NECB_Default :lights_scale: NECB_Default :lights_type: NECB_Default :overhead_door_cond: NECB_Default :primary_heating_fuel: NaturalGas :pv_ground_azimuth_angle: NECB_Default :pv_ground_module_description: NECB_Default :pv_ground_tilt_angle: NECB_Default :pv_ground_total_area_pv_panels_m2: NECB_Default :pv_ground_type: NECB_Default :rotation_degrees: NECB_Default :run_annual_simulation: true :s3_bucket: '834599497928' :scale_x: NECB_Default :scale_y: NECB_Default :scale_z: NECB_Default :shw_eff: NECB_Default :skylight_cond: NECB_Default :skylight_solar_trans: NECB_Default :srr_set: NECB_Default :template: NECB2011 | 0 | TRUE | 992.231 |  | https://s3.console.aws.amazon.com/s3/buckets/834599497928?region=ca-central-1&prefix=sara.gilani/baseline-2021-03-24/6a87033d-ede6-4783-acf8-880bd0e50e61/output/577da96f-5cb2-4ddf-953d-a333f0a5e7fc/ | 1.0.002 | 0 | 0 |  | 0 | 0 | tier_1 | 0
304 | 0 |  | NECB_Default | NECB_Default | NECB_Default | NECB_Default | NECB_Default | NECB_Default | NECB_Default | NECB_Default | FullServiceRestaurant | NECB2015 | CAN_QC_Montreal-Trudeau.Intl.AP.716270_CWEC2016.epw | NaturalGas | NECB_Default | NECB_Default | NECB_Default | NECB_Default | NECB_Default | NECB_Default | NECB_Default | NECB_Default | NECB_Default | NECB_Default | NECB_Default | NECB_Default | NECB_Default | NECB_Default | NECB_Default | NECB_Default | NECB_Default | NECB_Default | NECB_Default | NECB_Default | NECB_Default | NECB_Default | NECB_Default | NECB_Default | NECB_Default | NECB_Default | NECB_Default | aws_batch | 834599497928 | [5 empty] | baseline-2021-03-24 | 6a87033d-ede6-4783-acf8-880bd0e50e61 | TRUE | TRUE | 01f1c79d-a033-4835-8d7a-1c435801096a |  | 511.15 | 845.2233 | 37.3 | FullServiceRestaurant |  |  | 0 | FullServiceRestaurant | 1 |  | 1 | NECB2015 | 0.35452 | 2384.1067 | 229.7335 | 70.4332 | 62.0486 | 18.9622 | 611.5208 | 230.3433 | MONTREAL | QUEBEC | 0.17694 | 64.8142 | 0 | 64.9911 | 11.2693 | 16.9776 | 0 | 28.2469 | 0 | 0.06098 | 0 | 0 | 0.45531 | 0.12126 | 0 | 1.1164 | 0.067182 | 0.20528 | 1.312 | 0.00060648 | 1.7673 | 0.19564 | 44.5612 | 249.8264 | Natural Gas | 37.3 | 0.757 | [5 empty] | 0.183 | 0.247 | 2.2 |  | 0 | Montreal-Trudeau Intl AP | CAN | 323 | 4090 | 45.471 | -73.741 | 6 | 4400 | QC | CAN_QC_Montreal-Trudeau.Intl.AP.716270_CWEC2016.epw | 0 | 0 | 0 | 0 | 100 | 44.149 | 1.0279 | 0.023283 | 375.71 | 0.1 | 2021-03-24 15:16:08 +0000 | eef80c06 | 0.2.11 | :adv_dx_units: NECB_Default :analysis_id: 6a87033d-ede6-4783-acf8-880bd0e50e61 :analysis_name: baseline-2021-03-24 :boiler_eff: NECB_Default :btap_batch_version: 1.0.002 :building_type: FullServiceRestaurant :compute_environment: aws_batch :datapoint_id: 01f1c79d-a033-4835-8d7a-1c435801096a :daylighting_type: NECB_Default :dcv_type: NECB_Default :door_construction_cond: NECB_Default :ecm_system_name: NECB_Default :enable_costing: true :epw_file: CAN_QC_Montreal-Trudeau.Intl.AP.716270_CWEC2016.epw :erv_package: NECB_Default :ext_floor_cond: NECB_Default :ext_roof_cond: NECB_Default :ext_wall_cond: NECB_Default :fdwr_set: NECB_Default :fixed_wind_solar_trans: NECB_Default :fixed_window_cond: NECB_Default :furnace_eff: NECB_Default :glass_door_cond: NECB_Default :glass_door_solar_trans: NECB_Default :ground_floor_cond: NECB_Default :ground_roof_cond: NECB_Default :ground_wall_cond: NECB_Default :lights_scale: NECB_Default :lights_type: NECB_Default :overhead_door_cond: NECB_Default :primary_heating_fuel: NaturalGas :pv_ground_azimuth_angle: NECB_Default :pv_ground_module_description: NECB_Default :pv_ground_tilt_angle: NECB_Default :pv_ground_total_area_pv_panels_m2: NECB_Default :pv_ground_type: NECB_Default :rotation_degrees: NECB_Default :run_annual_simulation: true :s3_bucket: '834599497928' :scale_x: NECB_Default :scale_y: NECB_Default :scale_z: NECB_Default :shw_eff: NECB_Default :skylight_cond: NECB_Default :skylight_solar_trans: NECB_Default :srr_set: NECB_Default :template: NECB2015 | 0 | TRUE | 990.258 |  | https://s3.console.aws.amazon.com/s3/buckets/834599497928?region=ca-central-1&prefix=sara.gilani/baseline-2021-03-24/6a87033d-ede6-4783-acf8-880bd0e50e61/output/01f1c79d-a033-4835-8d7a-1c435801096a/ | 1.0.002 | 0 | 0 |  | 0 | 0 | tier_1 | 0
305 | 0 |  | NECB_Default | NECB_Default | NECB_Default | NECB_Default | NECB_Default | NECB_Default | NECB_Default | NECB_Default | FullServiceRestaurant | NECB2015 | CAN_ON_Toronto.Pearson.Intl.AP.716240_CWEC2016.epw | Electricity | NECB_Default | NECB_Default | NECB_Default | NECB_Default | NECB_Default | NECB_Default | NECB_Default | NECB_Default | NECB_Default | NECB_Default | NECB_Default | NECB_Default | NECB_Default | NECB_Default | NECB_Default | NECB_Default | NECB_Default | NECB_Default | NECB_Default | NECB_Default | NECB_Default | NECB_Default | NECB_Default | NECB_Default | NECB_Default | NECB_Default | NECB_Default | aws_batch | 834599497928 | [5 empty] | baseline-2021-03-24 | 6a87033d-ede6-4783-acf8-880bd0e50e61 | TRUE | TRUE | 4c1281a8-fed5-4552-a1f6-a9ef3dc10cba |  | 511.15 | 845.2233 | 40 | FullServiceRestaurant |  |  | 0 | FullServiceRestaurant | 1 |  | 1 | NECB2015 | 0.35452 | 2384.1067 | 245.5706 | 12.7327 | 66.6984 | 33.2536 | 627.0823 | 268.8269 | TORONTO | ONTARIO | 7.2551 | 0 | 0 | 7.2551 | 58.1273 | 0 | 0 | 58.1273 | 0 | 0.066712 | 0 | 0 | 1.3062 | 0.12362 | 0 | 0.69471 | 0.067182 | 0.20528 | 0 | 0 | 1.3062 | 0.14868 | 197.8213 | 0 | Electricity | 40 | 0.757 | [5 empty] | 0.183 | 0.278 | 2.2 |  | 0 | Toronto Pearson Intl AP | CAN | 382 | 3615 | 43.677 | -79.631 | 5 | 3890 | ON | CAN_ON_Toronto.Pearson.Intl.AP.716240_CWEC2016.epw | 0 | 0.20793 | 0.0047098 | 76 | 0 | 44.149 | 1.0279 | 0.023283 | 375.71 | 0.1 | 2021-03-24 15:16:07 +0000 | eef80c06 | 0.2.11 | :adv_dx_units: NECB_Default :analysis_id: 6a87033d-ede6-4783-acf8-880bd0e50e61 :analysis_name: baseline-2021-03-24 :boiler_eff: NECB_Default :btap_batch_version: 1.0.002 :building_type: FullServiceRestaurant :compute_environment: aws_batch :datapoint_id: 4c1281a8-fed5-4552-a1f6-a9ef3dc10cba :daylighting_type: NECB_Default :dcv_type: NECB_Default :door_construction_cond: NECB_Default :ecm_system_name: NECB_Default :enable_costing: true :epw_file: CAN_ON_Toronto.Pearson.Intl.AP.716240_CWEC2016.epw :erv_package: NECB_Default :ext_floor_cond: NECB_Default :ext_roof_cond: NECB_Default :ext_wall_cond: NECB_Default :fdwr_set: NECB_Default :fixed_wind_solar_trans: NECB_Default :fixed_window_cond: NECB_Default :furnace_eff: NECB_Default :glass_door_cond: NECB_Default :glass_door_solar_trans: NECB_Default :ground_floor_cond: NECB_Default :ground_roof_cond: NECB_Default :ground_wall_cond: NECB_Default :lights_scale: NECB_Default :lights_type: NECB_Default :overhead_door_cond: NECB_Default :primary_heating_fuel: Electricity :pv_ground_azimuth_angle: NECB_Default :pv_ground_module_description: NECB_Default :pv_ground_tilt_angle: NECB_Default :pv_ground_total_area_pv_panels_m2: NECB_Default :pv_ground_type: NECB_Default :rotation_degrees: NECB_Default :run_annual_simulation: true :s3_bucket: '834599497928' :scale_x: NECB_Default :scale_y: NECB_Default :scale_z: NECB_Default :shw_eff: NECB_Default :skylight_cond: NECB_Default :skylight_solar_trans: NECB_Default :srr_set: NECB_Default :template: NECB2015 | 0 | TRUE | 989.9518 |  | https://s3.console.aws.amazon.com/s3/buckets/834599497928?region=ca-central-1&prefix=sara.gilani/baseline-2021-03-24/6a87033d-ede6-4783-acf8-880bd0e50e61/output/4c1281a8-fed5-4552-a1f6-a9ef3dc10cba/ | 1.0.002 | 0 | 0 |  | 0 | 0 | tier_1 | 0
306 | 0 |  | NECB_Default | NECB_Default | NECB_Default | NECB_Default | NECB_Default | NECB_Default | NECB_Default | NECB_Default | FullServiceRestaurant | NECB2015 | CAN_BC_Vancouver.Intl.AP.718920_CWEC2016.epw | Electricity | NECB_Default | NECB_Default | NECB_Default | NECB_Default | NECB_Default | NECB_Default | NECB_Default | NECB_Default | NECB_Default | NECB_Default | NECB_Default | NECB_Default | NECB_Default | NECB_Default | NECB_Default | NECB_Default | NECB_Default | NECB_Default | NECB_Default | NECB_Default | NECB_Default | NECB_Default | NECB_Default | NECB_Default | NECB_Default | NECB_Default | NECB_Default | aws_batch | 834599497928 | [5 empty] | baseline-2021-03-24 | 6a87033d-ede6-4783-acf8-880bd0e50e61 | TRUE | TRUE | 63f22012-cc6f-4813-bc27-70b1a0c51ae4 |  | 511.15 | 845.2233 | 40 | FullServiceRestaurant |  |  | 0 | FullServiceRestaurant | 1 |  | 1 | NECB2015 | 0.35452 | 2384.1067 | 220.8924 | 9.3362 | 60.2685 | 32.8862 | 559.4599 | 236.0767 | VANCOUVER | BRITISH COLUMBIA | 3.0673 | 0 | 0 | 3.0673 | 30.6298 | 0 | 0 | 30.6298 | 0 | 0.022772 | 0 | 0 | 1.0823 | 0.11965 | 0 | 0.52288 | 0.067182 | 0.20528 | 0 | 0 | 1.0823 | 0.14454 | 116.9581 | 0 | Electricity | 40 | 0.757 | [5 empty] | 0.227 | 0.315 | 2.4 |  | 0 | Vancouver Intl AP | CAN | 42 | 2797 | 49.195 | -123.184 | 4 | 2800 | BC | CAN_BC_Vancouver.Intl.AP.718920_CWEC2016.epw | 0 | 0.20213 | 0.0045785 | 73.88 | 0 | 44.149 | 1.0279 | 0.023283 | 375.71 | 0.1 | 2021-03-24 15:15:56 +0000 | eef80c06 | 0.2.11 | :adv_dx_units: NECB_Default :analysis_id: 6a87033d-ede6-4783-acf8-880bd0e50e61 :analysis_name: baseline-2021-03-24 :boiler_eff: NECB_Default :btap_batch_version: 1.0.002 :building_type: FullServiceRestaurant :compute_environment: aws_batch :datapoint_id: 63f22012-cc6f-4813-bc27-70b1a0c51ae4 :daylighting_type: NECB_Default :dcv_type: NECB_Default :door_construction_cond: NECB_Default :ecm_system_name: NECB_Default :enable_costing: true :epw_file: CAN_BC_Vancouver.Intl.AP.718920_CWEC2016.epw :erv_package: NECB_Default :ext_floor_cond: NECB_Default :ext_roof_cond: NECB_Default :ext_wall_cond: NECB_Default :fdwr_set: NECB_Default :fixed_wind_solar_trans: NECB_Default :fixed_window_cond: NECB_Default :furnace_eff: NECB_Default :glass_door_cond: NECB_Default :glass_door_solar_trans: NECB_Default :ground_floor_cond: NECB_Default :ground_roof_cond: NECB_Default :ground_wall_cond: NECB_Default :lights_scale: NECB_Default :lights_type: NECB_Default :overhead_door_cond: NECB_Default :primary_heating_fuel: Electricity :pv_ground_azimuth_angle: NECB_Default :pv_ground_module_description: NECB_Default :pv_ground_tilt_angle: NECB_Default :pv_ground_total_area_pv_panels_m2: NECB_Default :pv_ground_type: NECB_Default :rotation_degrees: NECB_Default :run_annual_simulation: true :s3_bucket: '834599497928' :scale_x: NECB_Default :scale_y: NECB_Default :scale_z: NECB_Default :shw_eff: NECB_Default :skylight_cond: NECB_Default :skylight_solar_trans: NECB_Default :srr_set: NECB_Default :template: NECB2015 | 0 | TRUE | 990.2927 |  | https://s3.console.aws.amazon.com/s3/buckets/834599497928?region=ca-central-1&prefix=sara.gilani/baseline-2021-03-24/6a87033d-ede6-4783-acf8-880bd0e50e61/output/63f22012-cc6f-4813-bc27-70b1a0c51ae4/ | 1.0.002 | 0 | 0 |  | 0 | 0 | tier_1 | 0
307 | 0 |  | NECB_Default | NECB_Default | NECB_Default | NECB_Default | NECB_Default | NECB_Default | NECB_Default | NECB_Default | FullServiceRestaurant | NECB2011 | CAN_BC_Vancouver.Intl.AP.718920_CWEC2016.epw | NaturalGas | NECB_Default | NECB_Default | NECB_Default | NECB_Default | NECB_Default | NECB_Default | NECB_Default | NECB_Default | NECB_Default | NECB_Default | NECB_Default | NECB_Default | NECB_Default | NECB_Default | NECB_Default | NECB_Default | NECB_Default | NECB_Default | NECB_Default | NECB_Default | NECB_Default | NECB_Default | NECB_Default | NECB_Default | NECB_Default | NECB_Default | NECB_Default | aws_batch | 834599497928 | [5 empty] | baseline-2021-03-24 | 6a87033d-ede6-4783-acf8-880bd0e50e61 | TRUE | TRUE | 82c0e828-a08d-4624-8d28-029d292f52a0 |  | 511.15 | 845.2233 | 40 | FullServiceRestaurant |  |  | 0 | FullServiceRestaurant | 1 |  | 1 | NECB2011 | 0.35452 | 2384.1067 | 220.8924 | 62.2748 | 60.2685 | 18.4824 | 568.9195 | 207.0014 | VANCOUVER | BRITISH COLUMBIA | 1.1361 | 42.6227 | 0 | 43.7588 | 11.3455 | 9.562 | 0 | 20.9075 | 0 | 0.021481 | 0 | 0 | 0.4009 | 0.11951 | 0 | 0.6581 | 0.067162 | 0.19249 | 0.84545 | 0.00025433 | 1.2463 | 0.18734 | 34.6432 | 118.4711 | Natural Gas | 40 | 0.757 | [5 empty] | 0.227 | 0.315 | 2.4 |  | 0 | Vancouver Intl AP | CAN | 42 | 2797 | 49.195 | -123.184 | 4 | 2800 | BC | CAN_BC_Vancouver.Intl.AP.718920_CWEC2016.epw | 0 | 0 | 0 | 0 | 95.76 | 44.1525 | 1.0393 | 0.023539 | 379.87 | 0.1 | 2021-03-24 15:15:56 +0000 | eef80c06 | 0.2.11 | :adv_dx_units: NECB_Default :analysis_id: 6a87033d-ede6-4783-acf8-880bd0e50e61 :analysis_name: baseline-2021-03-24 :boiler_eff: NECB_Default :btap_batch_version: 1.0.002 :building_type: FullServiceRestaurant :compute_environment: aws_batch :datapoint_id: 82c0e828-a08d-4624-8d28-029d292f52a0 :daylighting_type: NECB_Default :dcv_type: NECB_Default :door_construction_cond: NECB_Default :ecm_system_name: NECB_Default :enable_costing: true :epw_file: CAN_BC_Vancouver.Intl.AP.718920_CWEC2016.epw :erv_package: NECB_Default :ext_floor_cond: NECB_Default :ext_roof_cond: NECB_Default :ext_wall_cond: NECB_Default :fdwr_set: NECB_Default :fixed_wind_solar_trans: NECB_Default :fixed_window_cond: NECB_Default :furnace_eff: NECB_Default :glass_door_cond: NECB_Default :glass_door_solar_trans: NECB_Default :ground_floor_cond: NECB_Default :ground_roof_cond: NECB_Default :ground_wall_cond: NECB_Default :lights_scale: NECB_Default :lights_type: NECB_Default :overhead_door_cond: NECB_Default :primary_heating_fuel: NaturalGas :pv_ground_azimuth_angle: NECB_Default :pv_ground_module_description: NECB_Default :pv_ground_tilt_angle: NECB_Default :pv_ground_total_area_pv_panels_m2: NECB_Default :pv_ground_type: NECB_Default :rotation_degrees: NECB_Default :run_annual_simulation: true :s3_bucket: '834599497928' :scale_x: NECB_Default :scale_y: NECB_Default :scale_z: NECB_Default :shw_eff: NECB_Default :skylight_cond: NECB_Default :skylight_solar_trans: NECB_Default :srr_set: NECB_Default :template: NECB2011 | 0 | TRUE | 991.1452 |  | https://s3.console.aws.amazon.com/s3/buckets/834599497928?region=ca-central-1&prefix=sara.gilani/baseline-2021-03-24/6a87033d-ede6-4783-acf8-880bd0e50e61/output/82c0e828-a08d-4624-8d28-029d292f52a0/ | 1.0.002 | 0 | 0 |  | 0 | 0 | tier_1 | 0
308 | 0 |  | NECB_Default | NECB_Default | NECB_Default | NECB_Default | NECB_Default | NECB_Default | NECB_Default | NECB_Default | FullServiceRestaurant | NECB2015 | CAN_YT_Whitehorse.Intl.AP.719640_CWEC2016.epw | NaturalGas | NECB_Default | NECB_Default | NECB_Default | NECB_Default | NECB_Default | NECB_Default | NECB_Default | NECB_Default | NECB_Default | NECB_Default | NECB_Default | NECB_Default | NECB_Default | NECB_Default | NECB_Default | NECB_Default | NECB_Default | NECB_Default | NECB_Default | NECB_Default | NECB_Default | NECB_Default | NECB_Default | NECB_Default | NECB_Default | NECB_Default | NECB_Default | aws_batch | 834599497928 | [5 empty] | baseline-2021-03-24 | 6a87033d-ede6-4783-acf8-880bd0e50e61 | TRUE | TRUE | 17aa2de1-3f68-4f30-bc75-4bd388a89692 |  | 511.15 | 845.2233 | 22.8 | FullServiceRestaurant |  |  | 0 | FullServiceRestaurant | 1 |  | 1 | NECB2015 | 0.35452 | 2384.1067 | 179.7941 | 62.7321 | 59.5638 | 17.8976 | 518.2375 | 198.2499 | WHITEHORSE | YUKON | 6.146 | 89.7517 | 0 | 95.8977 | 14.0752 | 16.3594 | 0 | 30.4345 | 0 | 0.0081385 | 0 | 0 | 0.39515 | 0.11392 | 0 | 1.5808 | 0.067182 | 0.20528 | 1.8037 | 0.00062604 | 2.1988 | 0.22293 | 32.0035 | 293.6569 | Natural Gas | 22.8 | 0.757 | [5 empty] | 0.162 | 0.21 | 2.2 |  | 0 | Whitehorse Intl AP | CAN | 5 | 6491 | 60.709 | -135.069 | 7b | 6580 | YT | CAN_YT_Whitehorse.Intl.AP.719640_CWEC2016.epw | 0 | 0 | 0 | 0 | 113.95 | 44.149 | 1.0279 | 0.023283 | 375.71 | 0.1 | 2021-03-24 15:16:05 +0000 | eef80c06 | 0.2.11 | :adv_dx_units: NECB_Default :analysis_id: 6a87033d-ede6-4783-acf8-880bd0e50e61 :analysis_name: baseline-2021-03-24 :boiler_eff: NECB_Default :btap_batch_version: 1.0.002 :building_type: FullServiceRestaurant :compute_environment: aws_batch :datapoint_id: 17aa2de1-3f68-4f30-bc75-4bd388a89692 :daylighting_type: NECB_Default :dcv_type: NECB_Default :door_construction_cond: NECB_Default :ecm_system_name: NECB_Default :enable_costing: true :epw_file: CAN_YT_Whitehorse.Intl.AP.719640_CWEC2016.epw :erv_package: NECB_Default :ext_floor_cond: NECB_Default :ext_roof_cond: NECB_Default :ext_wall_cond: NECB_Default :fdwr_set: NECB_Default :fixed_wind_solar_trans: NECB_Default :fixed_window_cond: NECB_Default :furnace_eff: NECB_Default :glass_door_cond: NECB_Default :glass_door_solar_trans: NECB_Default :ground_floor_cond: NECB_Default :ground_roof_cond: NECB_Default :ground_wall_cond: NECB_Default :lights_scale: NECB_Default :lights_type: NECB_Default :overhead_door_cond: NECB_Default :primary_heating_fuel: NaturalGas :pv_ground_azimuth_angle: NECB_Default :pv_ground_module_description: NECB_Default :pv_ground_tilt_angle: NECB_Default :pv_ground_total_area_pv_panels_m2: NECB_Default :pv_ground_type: NECB_Default :rotation_degrees: NECB_Default :run_annual_simulation: true :s3_bucket: '834599497928' :scale_x: NECB_Default :scale_y: NECB_Default :scale_z: NECB_Default :shw_eff: NECB_Default :skylight_cond: NECB_Default :skylight_solar_trans: NECB_Default :srr_set: NECB_Default :template: NECB2015 | 0 | TRUE | 989.9101 |  | https://s3.console.aws.amazon.com/s3/buckets/834599497928?region=ca-central-1&prefix=sara.gilani/baseline-2021-03-24/6a87033d-ede6-4783-acf8-880bd0e50e61/output/17aa2de1-3f68-4f30-bc75-4bd388a89692/ | 1.0.002 | 0 | 0 |  | 0 | 0 | tier_1 | 0
309 | 0 |  | NECB_Default | NECB_Default | NECB_Default | NECB_Default | NECB_Default | NECB_Default | NECB_Default | NECB_Default | RetailStripmall | NECB2015 | CAN_AB_Calgary.Intl.AP.718770_CWEC2016.epw | Electricity | NECB_Default | NECB_Default | NECB_Default | NECB_Default | NECB_Default | NECB_Default | NECB_Default | NECB_Default | NECB_Default | NECB_Default | NECB_Default | NECB_Default | NECB_Default | NECB_Default | NECB_Default | NECB_Default | NECB_Default | NECB_Default | NECB_Default | NECB_Default | NECB_Default | NECB_Default | NECB_Default | NECB_Default | NECB_Default | NECB_Default | NECB_Default | aws_batch | 834599497928 | [5 empty] | baseline-2021-03-24 | 6a87033d-ede6-4783-acf8-880bd0e50e61 | TRUE | TRUE | 88031b22-a792-4dea-9935-536bed51c4fe |  | 2090.32 | 3274.4664 | 33.3 | RetailStripmall |  |  | 5 | RetailStripmall | 1 |  | 1 | NECB2015 | 0.30241 | 10827.8493 | 227.3574 | 13.9841 | 122.1509 | 6.4739 | 654.3312 | 284.365 | CALGARY | ALBERTA | 167.4362 | 0 | 0 | 167.4362 | 15.8695 | 0 | 0 | 15.8695 | 0 | 0.041659 | 0 | 0 | 0.76295 | 0.1797 | 0 | 0.26749 | 0.036162 | 0.22421 | 0 | 0 | 0.76295 | 0.013735 | 119.5603 | 0 | Electricity | 33.3 | 0.757 | [5 empty] | 0.162 | 0.21 | 2.2 | 2.2 | 5 | Calgary Intl AP | CAN | 64 | 4781 | 51.114 | -114.02 | 7a | 5000 | AB | CAN_AB_Calgary.Intl.AP.718770_CWEC2016.epw | 0 | 0.07855 | 0.00018031 | 28.71 | 0 | 435.6285 | 0.35319 | 0.00081075 | 129.09 | 0.1 | 2021-03-24 15:15:50 +0000 | eef80c06 | 0.2.11 | :adv_dx_units: NECB_Default :analysis_id: 6a87033d-ede6-4783-acf8-880bd0e50e61 :analysis_name: baseline-2021-03-24 :boiler_eff: NECB_Default :btap_batch_version: 1.0.002 :building_type: RetailStripmall :compute_environment: aws_batch :datapoint_id: 88031b22-a792-4dea-9935-536bed51c4fe :daylighting_type: NECB_Default :dcv_type: NECB_Default :door_construction_cond: NECB_Default :ecm_system_name: NECB_Default :enable_costing: true :epw_file: CAN_AB_Calgary.Intl.AP.718770_CWEC2016.epw :erv_package: NECB_Default :ext_floor_cond: NECB_Default :ext_roof_cond: NECB_Default :ext_wall_cond: NECB_Default :fdwr_set: NECB_Default :fixed_wind_solar_trans: NECB_Default :fixed_window_cond: NECB_Default :furnace_eff: NECB_Default :glass_door_cond: NECB_Default :glass_door_solar_trans: NECB_Default :ground_floor_cond: NECB_Default :ground_roof_cond: NECB_Default :ground_wall_cond: NECB_Default :lights_scale: NECB_Default :lights_type: NECB_Default :overhead_door_cond: NECB_Default :primary_heating_fuel: Electricity :pv_ground_azimuth_angle: NECB_Default :pv_ground_module_description: NECB_Default :pv_ground_tilt_angle: NECB_Default :pv_ground_total_area_pv_panels_m2: NECB_Default :pv_ground_type: NECB_Default :rotation_degrees: NECB_Default :run_annual_simulation: true :s3_bucket: '834599497928' :scale_x: NECB_Default :scale_y: NECB_Default :scale_z: NECB_Default :shw_eff: NECB_Default :skylight_cond: NECB_Default :skylight_solar_trans: NECB_Default :srr_set: NECB_Default :template: NECB2015 | 0 | TRUE | 994.4399 |  | https://s3.console.aws.amazon.com/s3/buckets/834599497928?region=ca-central-1&prefix=sara.gilani/baseline-2021-03-24/6a87033d-ede6-4783-acf8-880bd0e50e61/output/88031b22-a792-4dea-9935-536bed51c4fe/ | 1.0.002 | 0 | 0 |  | 0 | 0 | tier_1 | 0
310 | 0 |  | NECB_Default | NECB_Default | NECB_Default | NECB_Default | NECB_Default | NECB_Default | NECB_Default | NECB_Default | RetailStripmall | NECB2015 | CAN_YT_Whitehorse.Intl.AP.719640_CWEC2016.epw | Electricity | NECB_Default | NECB_Default | NECB_Default | NECB_Default | NECB_Default | NECB_Default | NECB_Default | NECB_Default | NECB_Default | NECB_Default | NECB_Default | NECB_Default | NECB_Default | NECB_Default | NECB_Default | NECB_Default | NECB_Default | NECB_Default | NECB_Default | NECB_Default | NECB_Default | NECB_Default | NECB_Default | NECB_Default | NECB_Default | NECB_Default | NECB_Default | aws_batch | 834599497928 | [5 empty] | baseline-2021-03-24 | 6a87033d-ede6-4783-acf8-880bd0e50e61 | TRUE | TRUE | 86d0e1b9-642a-47f6-870d-9e7eaab47dac |  | 2090.32 | 3274.4664 | 22.8 | RetailStripmall |  |  | 5 | RetailStripmall | 1 |  | 1 | NECB2015 | 0.30241 | 10827.8493 | 185.8809 | 11.592 | 104.3402 | 6.1495 | 555.4141 | 247.4514 | WHITEHORSE | YUKON | 13.3055 | 0 | 0 | 13.3055 | 30.4714 | 0 | 0 | 30.4714 | 0 | 0.011716 | 0 | 0 | 0.85545 | 0.1446 | 0 | 0.42415 | 0.036162 | 0.22421 | 0 | 0 | 0.85545 | 0.014601 | 148.0701 | 0 | Electricity | 22.8 | 0.757 | [5 empty] | 0.162 | 0.21 | 2.2 | 2.2 | 5 | Whitehorse Intl AP | CAN | 5 | 6491 | 60.709 | -135.069 | 7b | 6580 | YT | CAN_YT_Whitehorse.Intl.AP.719640_CWEC2016.epw | 0 | 0.083502 | 0.00019168 | 30.52 | 0 | 435.6285 | 0.35319 | 0.00081075 | 129.09 | 0.1 | 2021-03-24 15:15:44 +0000 | eef80c06 | 0.2.11 | :adv_dx_units: NECB_Default :analysis_id: 6a87033d-ede6-4783-acf8-880bd0e50e61 :analysis_name: baseline-2021-03-24 :boiler_eff: NECB_Default :btap_batch_version: 1.0.002 :building_type: RetailStripmall :compute_environment: aws_batch :datapoint_id: 86d0e1b9-642a-47f6-870d-9e7eaab47dac :daylighting_type: NECB_Default :dcv_type: NECB_Default :door_construction_cond: NECB_Default :ecm_system_name: NECB_Default :enable_costing: true :epw_file: CAN_YT_Whitehorse.Intl.AP.719640_CWEC2016.epw :erv_package: NECB_Default :ext_floor_cond: NECB_Default :ext_roof_cond: NECB_Default :ext_wall_cond: NECB_Default :fdwr_set: NECB_Default :fixed_wind_solar_trans: NECB_Default :fixed_window_cond: NECB_Default :furnace_eff: NECB_Default :glass_door_cond: NECB_Default :glass_door_solar_trans: NECB_Default :ground_floor_cond: NECB_Default :ground_roof_cond: NECB_Default :ground_wall_cond: NECB_Default :lights_scale: NECB_Default :lights_type: NECB_Default :overhead_door_cond: NECB_Default :primary_heating_fuel: Electricity :pv_ground_azimuth_angle: NECB_Default :pv_ground_module_description: NECB_Default :pv_ground_tilt_angle: NECB_Default :pv_ground_total_area_pv_panels_m2: NECB_Default :pv_ground_type: NECB_Default :rotation_degrees: NECB_Default :run_annual_simulation: true :s3_bucket: '834599497928' :scale_x: NECB_Default :scale_y: NECB_Default :scale_z: NECB_Default :shw_eff: NECB_Default :skylight_cond: NECB_Default :skylight_solar_trans: NECB_Default :srr_set: NECB_Default :template: NECB2015 | 0 | TRUE | 994.2924 |  | https://s3.console.aws.amazon.com/s3/buckets/834599497928?region=ca-central-1&prefix=sara.gilani/baseline-2021-03-24/6a87033d-ede6-4783-acf8-880bd0e50e61/output/86d0e1b9-642a-47f6-870d-9e7eaab47dac/ | 1.0.002 | 0 | 0 |  | 0 | 0 | tier_1 | 0
311 | 0 |  | NECB_Default | NECB_Default | NECB_Default | NECB_Default | NECB_Default | NECB_Default | NECB_Default | NECB_Default | FullServiceRestaurant | NECB2017 | CAN_NS_Halifax.Dockyard.713280_CWEC2016.epw | Electricity | NECB_Default | NECB_Default | NECB_Default | NECB_Default | NECB_Default | NECB_Default | NECB_Default | NECB_Default | NECB_Default | NECB_Default | NECB_Default | NECB_Default | NECB_Default | NECB_Default | NECB_Default | NECB_Default | NECB_Default | NECB_Default | NECB_Default | NECB_Default | NECB_Default | NECB_Default | NECB_Default | NECB_Default | NECB_Default | NECB_Default | NECB_Default | aws_batch | 834599497928 | [5 empty] | baseline-2021-03-24 | 6a87033d-ede6-4783-acf8-880bd0e50e61 | TRUE | TRUE | 78c05dc2-8f86-47c9-8283-037c253dea14 |  | 511.15 | 845.2233 | 40 | FullServiceRestaurant |  |  | 0 | FullServiceRestaurant | 1 |  | 1 | NECB2017 | 0.35452 | 2384.1067 | 204.7695 | 9.8366 | 60.0209 | 32.6046 | 561.1713 | 253.9397 | HALIFAX | NOVA SCOTIA | 174.3166 | 0 | 0 | 174.3166 | 34.1867 | 0 | 0 | 34.1867 | 0 | 0.02557 | 0 | 0 | 0.85961 | 0.11744 | 0.045525 | 0.28481 | 0.067182 | 0.16792 | 0 | 0 | 0.85961 | 0.15117 | 113.622 | 0 | Electricity | 40 | 0.757 | [5 empty] | 0.156 | 0.247 | 1.9 |  | 0 | Halifax Dockyard | CAN | 112 | 3647 | 44.655 | -63.577 | 6 | 4000 | NS | CAN_NS_Halifax.Dockyard.713280_CWEC2016.epw | 0 | 0.21141 | 0.0047885 | 77.27 | 0 | 44.149 | 1.0279 | 0.023283 | 375.71 | 0.1 | 2021-03-24 15:15:20 +0000 | eef80c06 | 0.2.11 | :adv_dx_units: NECB_Default :analysis_id: 6a87033d-ede6-4783-acf8-880bd0e50e61 :analysis_name: baseline-2021-03-24 :boiler_eff: NECB_Default :btap_batch_version: 1.0.002 :building_type: FullServiceRestaurant :compute_environment: aws_batch :datapoint_id: 78c05dc2-8f86-47c9-8283-037c253dea14 :daylighting_type: NECB_Default :dcv_type: NECB_Default :door_construction_cond: NECB_Default :ecm_system_name: NECB_Default :enable_costing: true :epw_file: CAN_NS_Halifax.Dockyard.713280_CWEC2016.epw :erv_package: NECB_Default :ext_floor_cond: NECB_Default :ext_roof_cond: NECB_Default :ext_wall_cond: NECB_Default :fdwr_set: NECB_Default :fixed_wind_solar_trans: NECB_Default :fixed_window_cond: NECB_Default :furnace_eff: NECB_Default :glass_door_cond: NECB_Default :glass_door_solar_trans: NECB_Default :ground_floor_cond: NECB_Default :ground_roof_cond: NECB_Default :ground_wall_cond: NECB_Default :lights_scale: NECB_Default :lights_type: NECB_Default :overhead_door_cond: NECB_Default :primary_heating_fuel: Electricity :pv_ground_azimuth_angle: NECB_Default :pv_ground_module_description: NECB_Default :pv_ground_tilt_angle: NECB_Default :pv_ground_total_area_pv_panels_m2: NECB_Default :pv_ground_type: NECB_Default :rotation_degrees: NECB_Default :run_annual_simulation: true :s3_bucket: '834599497928' :scale_x: NECB_Default :scale_y: NECB_Default :scale_z: NECB_Default :shw_eff: NECB_Default :skylight_cond: NECB_Default :skylight_solar_trans: NECB_Default :srr_set: NECB_Default :template: NECB2017 | 0 | TRUE | 990.0591 |  | https://s3.console.aws.amazon.com/s3/buckets/834599497928?region=ca-central-1&prefix=sara.gilani/baseline-2021-03-24/6a87033d-ede6-4783-acf8-880bd0e50e61/output/78c05dc2-8f86-47c9-8283-037c253dea14/ | 1.0.002 | 0 | 0 |  | 0 | 0 | tier_1 | 0
312 | 0 |  | NECB_Default | NECB_Default | NECB_Default | NECB_Default | NECB_Default | NECB_Default | NECB_Default | NECB_Default | RetailStripmall | NECB2017 | CAN_AB_Edmonton.Intl.AP.711230_CWEC2016.epw | Electricity | NECB_Default | NECB_Default | NECB_Default | NECB_Default | NECB_Default | NECB_Default | NECB_Default | NECB_Default | NECB_Default | NECB_Default | NECB_Default | NECB_Default | NECB_Default | NECB_Default | NECB_Default | NECB_Default | NECB_Default | NECB_Default | NECB_Default | NECB_Default | NECB_Default | NECB_Default | NECB_Default | NECB_Default | NECB_Default | NECB_Default | NECB_Default | aws_batch | 834599497928 | [5 empty] | baseline-2021-03-24 | 6a87033d-ede6-4783-acf8-880bd0e50e61 | TRUE | TRUE | b975db09-159f-47fe-b7da-4a7e12cd7414 |  | 2090.32 | 3274.4664 | 32.5 | RetailStripmall |  |  | 2 | RetailStripmall | 1 |  | 1 | NECB2017 | 0.30241 | 10827.8493 | 233.2966 | 12.9492 | 123.4543 | 6.4757 | 622.6148 | 246.439 | EDMONTON | ALBERTA | 141.6985 | 0 | 0 | 141.6985 | 13.4301 | 0 | 0 | 13.4301 | 0 | 0.032407 | 0 | 0 | 0.64568 | 0.13638 | 0.0063627 | 0.23077 | 0.036162 | 0.18943 | 0 | 0 | 0.64568 | 0.014165 | 127.5256 | 0 | Electricity | 32.5 | 0.757 | [5 empty] | 0.138 | 0.21 | 1.9 | 1.9 | 2 | Edmonton Intl AP | CAN | 23 | 5588 | 53.31 | -113.579 | 7a | 5120 | AB | CAN_AB_Edmonton.Intl.AP.711230_CWEC2016.epw | 0 | 0.081012 | 0.00018597 | 29.61 | 0 | 435.6285 | 0.35319 | 0.00081075 | 129.09 | 0.1 | 2021-03-24 15:15:47 +0000 | eef80c06 | 0.2.11 | :adv_dx_units: NECB_Default :analysis_id: 6a87033d-ede6-4783-acf8-880bd0e50e61 :analysis_name: baseline-2021-03-24 :boiler_eff: NECB_Default :btap_batch_version: 1.0.002 :building_type: RetailStripmall :compute_environment: aws_batch :datapoint_id: b975db09-159f-47fe-b7da-4a7e12cd7414 :daylighting_type: NECB_Default :dcv_type: NECB_Default :door_construction_cond: NECB_Default :ecm_system_name: NECB_Default :enable_costing: true :epw_file: CAN_AB_Edmonton.Intl.AP.711230_CWEC2016.epw :erv_package: NECB_Default :ext_floor_cond: NECB_Default :ext_roof_cond: NECB_Default :ext_wall_cond: NECB_Default :fdwr_set: NECB_Default :fixed_wind_solar_trans: NECB_Default :fixed_window_cond: NECB_Default :furnace_eff: NECB_Default :glass_door_cond: NECB_Default :glass_door_solar_trans: NECB_Default :ground_floor_cond: NECB_Default :ground_roof_cond: NECB_Default :ground_wall_cond: NECB_Default :lights_scale: NECB_Default :lights_type: NECB_Default :overhead_door_cond: NECB_Default :primary_heating_fuel: Electricity :pv_ground_azimuth_angle: NECB_Default :pv_ground_module_description: NECB_Default :pv_ground_tilt_angle: NECB_Default :pv_ground_total_area_pv_panels_m2: NECB_Default :pv_ground_type: NECB_Default :rotation_degrees: NECB_Default :run_annual_simulation: true :s3_bucket: '834599497928' :scale_x: NECB_Default :scale_y: NECB_Default :scale_z: NECB_Default :shw_eff: NECB_Default :skylight_cond: NECB_Default :skylight_solar_trans: NECB_Default :srr_set: NECB_Default :template: NECB2017 | 0 | TRUE | 994.1152 |  | https://s3.console.aws.amazon.com/s3/buckets/834599497928?region=ca-central-1&prefix=sara.gilani/baseline-2021-03-24/6a87033d-ede6-4783-acf8-880bd0e50e61/output/b975db09-159f-47fe-b7da-4a7e12cd7414/ | 1.0.002 | 0 | 0 |  | 0 | 0 | tier_1 | 0
313 | 0 |  | NECB_Default | NECB_Default | NECB_Default | NECB_Default | NECB_Default | NECB_Default | NECB_Default | NECB_Default | QuickServiceRestaurant | NECB2017 | CAN_AB_Edmonton.Intl.AP.711230_CWEC2016.epw | NaturalGas | NECB_Default | NECB_Default | NECB_Default | NECB_Default | NECB_Default | NECB_Default | NECB_Default | NECB_Default | NECB_Default | NECB_Default | NECB_Default | NECB_Default | NECB_Default | NECB_Default | NECB_Default | NECB_Default | NECB_Default | NECB_Default | NECB_Default | NECB_Default | NECB_Default | NECB_Default | NECB_Default | NECB_Default | NECB_Default | NECB_Default | NECB_Default | aws_batch | 834599497928 | [5 empty] | baseline-2021-03-24 | 6a87033d-ede6-4783-acf8-880bd0e50e61 | TRUE | TRUE | de707567-cbeb-4fe1-acf6-87c350187398 |  | 232.34 | 444.7457 | 32.5 | QuickServiceRestaurant |  |  | 0 | QuickServiceRestaurant | 1 |  | 1 | NECB2017 | 0.46263 | 961.3389 | 252.212 | 128.8909 | 67.2035 | 39.5565 | 822.4447 | 334.5817 | EDMONTON | ALBERTA | 116.0101 | 30.4521 | 0 | 146.4622 | 10.9953 | 2.1725 | 0 | 13.1678 | 0 | 0.03327 | 0 | 0 | 0.52866 | 0.13648 | 0.043083 | 0.45046 | 0.10696 | 0.20806 | 0.60347 | 0.00081777 | 1.1321 | 0.15301 | 39.1262 | 178.3562 | Natural Gas | 32.5 | 0.757 | [5 empty] | 0.138 | 0.21 | 1.9 |  | 0 | Edmonton Intl AP | CAN | 23 | 5588 | 53.31 | -113.579 | 7a | 5120 | AB | CAN_AB_Edmonton.Intl.AP.711230_CWEC2016.epw | 0 | 0 | 0 | 0 | 35.55 | 17.4284 | 0.33814 | 0.019402 | 123.59 | 0.1 | 2021-03-24 15:16:05 +0000 | eef80c06 | 0.2.11 | :adv_dx_units: NECB_Default :analysis_id: 6a87033d-ede6-4783-acf8-880bd0e50e61 :analysis_name: baseline-2021-03-24 :boiler_eff: NECB_Default :btap_batch_version: 1.0.002 :building_type: QuickServiceRestaurant :compute_environment: aws_batch :datapoint_id: de707567-cbeb-4fe1-acf6-87c350187398 :daylighting_type: NECB_Default :dcv_type: NECB_Default :door_construction_cond: NECB_Default :ecm_system_name: NECB_Default :enable_costing: true :epw_file: CAN_AB_Edmonton.Intl.AP.711230_CWEC2016.epw :erv_package: NECB_Default :ext_floor_cond: NECB_Default :ext_roof_cond: NECB_Default :ext_wall_cond: NECB_Default :fdwr_set: NECB_Default :fixed_wind_solar_trans: NECB_Default :fixed_window_cond: NECB_Default :furnace_eff: NECB_Default :glass_door_cond: NECB_Default :glass_door_solar_trans: NECB_Default :ground_floor_cond: NECB_Default :ground_roof_cond: NECB_Default :ground_wall_cond: NECB_Default :lights_scale: NECB_Default :lights_type: NECB_Default :overhead_door_cond: NECB_Default :primary_heating_fuel: NaturalGas :pv_ground_azimuth_angle: NECB_Default :pv_ground_module_description: NECB_Default :pv_ground_tilt_angle: NECB_Default :pv_ground_total_area_pv_panels_m2: NECB_Default :pv_ground_type: NECB_Default :rotation_degrees: NECB_Default :run_annual_simulation: true :s3_bucket: '834599497928' :scale_x: NECB_Default :scale_y: NECB_Default :scale_z: NECB_Default :shw_eff: NECB_Default :skylight_cond: NECB_Default :skylight_solar_trans: NECB_Default :srr_set: NECB_Default :template: NECB2017 | 0 | TRUE | 992.0213 |  | https://s3.console.aws.amazon.com/s3/buckets/834599497928?region=ca-central-1&prefix=sara.gilani/baseline-2021-03-24/6a87033d-ede6-4783-acf8-880bd0e50e61/output/de707567-cbeb-4fe1-acf6-87c350187398/ | 1.0.002 | 0 | 0 |  | 0 | 0 | tier_1 | 0
314 | 0 |  | NECB_Default | NECB_Default | NECB_Default | NECB_Default | NECB_Default | NECB_Default | NECB_Default | NECB_Default | QuickServiceRestaurant | NECB2015 | CAN_NS_Halifax.Dockyard.713280_CWEC2016.epw | Electricity | NECB_Default | NECB_Default | NECB_Default | NECB_Default | NECB_Default | NECB_Default | NECB_Default | NECB_Default | NECB_Default | NECB_Default | NECB_Default | NECB_Default | NECB_Default | NECB_Default | NECB_Default | NECB_Default | NECB_Default | NECB_Default | NECB_Default | NECB_Default | NECB_Default | NECB_Default | NECB_Default | NECB_Default | NECB_Default | NECB_Default | NECB_Default | aws_batch | 834599497928 | [5 empty] | baseline-2021-03-24 | 6a87033d-ede6-4783-acf8-880bd0e50e61 | TRUE | TRUE | 03bd7c4e-af00-444f-bc08-9f0544e8ad91 |  | 232.34 | 444.7457 | 40 | QuickServiceRestaurant |  |  | 0 | QuickServiceRestaurant | 1 |  | 1 | NECB2015 | 0.46263 | 961.3389 | 213.4947 | 14.5285 | 60.0213 | 51.1258 | 660.7682 | 321.598 | HALIFAX | NOVA SCOTIA | 238.4305 | 0 | 0 | 238.4305 | 46.7606 | 0 | 0 | 46.7606 | 0 | 0.041878 | 0 | 0 | 1.1758 | 0.13954 | 0 | 0.534 | 0.10696 | 0.24021 | 0 | 0 | 1.1758 | 0.1132 | 149.784 | 0 | Electricity | 40 | 0.757 | [5 empty] | 0.183 | 0.247 | 2.2 |  | 0 | Halifax Dockyard | CAN | 112 | 3647 | 44.655 | -63.577 | 6 | 4000 | NS | CAN_NS_Halifax.Dockyard.713280_CWEC2016.epw | 0 | 0.071956 | 0.0041287 | 26.3 | 0 | 17.4284 | 0.33814 | 0.019402 | 123.59 | 0.1 | 2021-03-24 15:16:07 +0000 | eef80c06 | 0.2.11 | :adv_dx_units: NECB_Default :analysis_id: 6a87033d-ede6-4783-acf8-880bd0e50e61 :analysis_name: baseline-2021-03-24 :boiler_eff: NECB_Default :btap_batch_version: 1.0.002 :building_type: QuickServiceRestaurant :compute_environment: aws_batch :datapoint_id: 03bd7c4e-af00-444f-bc08-9f0544e8ad91 :daylighting_type: NECB_Default :dcv_type: NECB_Default :door_construction_cond: NECB_Default :ecm_system_name: NECB_Default :enable_costing: true :epw_file: CAN_NS_Halifax.Dockyard.713280_CWEC2016.epw :erv_package: NECB_Default :ext_floor_cond: NECB_Default :ext_roof_cond: NECB_Default :ext_wall_cond: NECB_Default :fdwr_set: NECB_Default :fixed_wind_solar_trans: NECB_Default :fixed_window_cond: NECB_Default :furnace_eff: NECB_Default :glass_door_cond: NECB_Default :glass_door_solar_trans: NECB_Default :ground_floor_cond: NECB_Default :ground_roof_cond: NECB_Default :ground_wall_cond: NECB_Default :lights_scale: NECB_Default :lights_type: NECB_Default :overhead_door_cond: NECB_Default :primary_heating_fuel: Electricity :pv_ground_azimuth_angle: NECB_Default :pv_ground_module_description: NECB_Default :pv_ground_tilt_angle: NECB_Default :pv_ground_total_area_pv_panels_m2: NECB_Default :pv_ground_type: NECB_Default :rotation_degrees: NECB_Default :run_annual_simulation: true :s3_bucket: '834599497928' :scale_x: NECB_Default :scale_y: NECB_Default :scale_z: NECB_Default :shw_eff: NECB_Default :skylight_cond: NECB_Default :skylight_solar_trans: NECB_Default :srr_set: NECB_Default :template: NECB2015 | 0 | TRUE | 992.6838 |  | https://s3.console.aws.amazon.com/s3/buckets/834599497928?region=ca-central-1&prefix=sara.gilani/baseline-2021-03-24/6a87033d-ede6-4783-acf8-880bd0e50e61/output/03bd7c4e-af00-444f-bc08-9f0544e8ad91/ | 1.0.002 | 0 | 0 |  | 0 | 0 | tier_1 | 0
315 | 0 |  | NECB_Default | NECB_Default | NECB_Default | NECB_Default | NECB_Default | NECB_Default | NECB_Default | NECB_Default | FullServiceRestaurant | NECB2011 | CAN_BC_Vancouver.Intl.AP.718920_CWEC2016.epw | Electricity | NECB_Default | NECB_Default | NECB_Default | NECB_Default | NECB_Default | NECB_Default | NECB_Default | NECB_Default | NECB_Default | NECB_Default | NECB_Default | NECB_Default | NECB_Default | NECB_Default | NECB_Default | NECB_Default | NECB_Default | NECB_Default | NECB_Default | NECB_Default | NECB_Default | NECB_Default | NECB_Default | NECB_Default | NECB_Default | NECB_Default | NECB_Default | aws_batch | 834599497928 | [5 empty] | baseline-2021-03-24 | 6a87033d-ede6-4783-acf8-880bd0e50e61 | TRUE | TRUE | 5dcb51ba-0446-47b5-a6e0-22c1d7aeb7e2 |  | 511.15 | 845.2233 | 40 | FullServiceRestaurant |  |  | 0 | FullServiceRestaurant | 1 |  | 1 | NECB2011 | 0.35452 | 2384.1067 | 220.8924 | 9.3362 | 60.2685 | 32.8862 | 557.993 | 234.6098 | VANCOUVER | BRITISH COLUMBIA | 3.045 | 0 | 0 | 3.045 | 30.4078 | 0 | 0 | 30.4078 | 0 | 0.021481 | 0 | 0 | 1.0745 | 0.11842 | 0 | 0.52883 | 0.067162 | 0.19249 | 0 | 0 | 1.0745 | 0.1461 | 117.4513 | 0 | Electricity | 40 | 0.757 | [5 empty] | 0.227 | 0.315 | 2.4 |  | 0 | Vancouver Intl AP | CAN | 42 | 2797 | 49.195 | -123.184 | 4 | 2800 | BC | CAN_BC_Vancouver.Intl.AP.718920_CWEC2016.epw | 0 | 0.20432 | 0.0046277 | 74.68 | 0 | 44.1525 | 1.0393 | 0.023539 | 379.87 | 0.1 | 2021-03-24 15:15:52 +0000 | eef80c06 | 0.2.11 | :adv_dx_units: NECB_Default :analysis_id: 6a87033d-ede6-4783-acf8-880bd0e50e61 :analysis_name: baseline-2021-03-24 :boiler_eff: NECB_Default :btap_batch_version: 1.0.002 :building_type: FullServiceRestaurant :compute_environment: aws_batch :datapoint_id: 5dcb51ba-0446-47b5-a6e0-22c1d7aeb7e2 :daylighting_type: NECB_Default :dcv_type: NECB_Default :door_construction_cond: NECB_Default :ecm_system_name: NECB_Default :enable_costing: true :epw_file: CAN_BC_Vancouver.Intl.AP.718920_CWEC2016.epw :erv_package: NECB_Default :ext_floor_cond: NECB_Default :ext_roof_cond: NECB_Default :ext_wall_cond: NECB_Default :fdwr_set: NECB_Default :fixed_wind_solar_trans: NECB_Default :fixed_window_cond: NECB_Default :furnace_eff: NECB_Default :glass_door_cond: NECB_Default :glass_door_solar_trans: NECB_Default :ground_floor_cond: NECB_Default :ground_roof_cond: NECB_Default :ground_wall_cond: NECB_Default :lights_scale: NECB_Default :lights_type: NECB_Default :overhead_door_cond: NECB_Default :primary_heating_fuel: Electricity :pv_ground_azimuth_angle: NECB_Default :pv_ground_module_description: NECB_Default :pv_ground_tilt_angle: NECB_Default :pv_ground_total_area_pv_panels_m2: NECB_Default :pv_ground_type: NECB_Default :rotation_degrees: NECB_Default :run_annual_simulation: true :s3_bucket: '834599497928' :scale_x: NECB_Default :scale_y: NECB_Default :scale_z: NECB_Default :shw_eff: NECB_Default :skylight_cond: NECB_Default :skylight_solar_trans: NECB_Default :srr_set: NECB_Default :template: NECB2011 | 0 | TRUE | 991.6816 |  | https://s3.console.aws.amazon.com/s3/buckets/834599497928?region=ca-central-1&prefix=sara.gilani/baseline-2021-03-24/6a87033d-ede6-4783-acf8-880bd0e50e61/output/5dcb51ba-0446-47b5-a6e0-22c1d7aeb7e2/ | 1.0.002 | 0 | 0 |  | 0 | 0 | tier_1 | 0
316 | 0 |  | NECB_Default | NECB_Default | NECB_Default | NECB_Default | NECB_Default | NECB_Default | NECB_Default | NECB_Default | FullServiceRestaurant | NECB2015 | CAN_AB_Edmonton.Intl.AP.711230_CWEC2016.epw | NaturalGas | NECB_Default | NECB_Default | NECB_Default | NECB_Default | NECB_Default | NECB_Default | NECB_Default | NECB_Default | NECB_Default | NECB_Default | NECB_Default | NECB_Default | NECB_Default | NECB_Default | NECB_Default | NECB_Default | NECB_Default | NECB_Default | NECB_Default | NECB_Default | NECB_Default | NECB_Default | NECB_Default | NECB_Default | NECB_Default | NECB_Default | NECB_Default | aws_batch | 834599497928 | [5 empty] | baseline-2021-03-24 | 6a87033d-ede6-4783-acf8-880bd0e50e61 | TRUE | TRUE | 76fc02d7-4de3-4229-865b-4059b05f064c |  | 511.15 | 845.2233 | 32.5 | FullServiceRestaurant |  |  | 0 | FullServiceRestaurant | 1 |  | 1 | NECB2015 | 0.35452 | 2384.1067 | 230.8327 | 69.2314 | 67.2031 | 18.9304 | 602.7022 | 216.5046 | EDMONTON | ALBERTA | 90.9086 | 77.7673 | 0 | 168.676 | 8.6162 | 5.548 | 0 | 14.1642 | 0 | 0.021501 | 0 | 0 | 0.41422 | 0.11957 | 0 | 1.3272 | 0.067182 | 0.20528 | 1.5411 | 0.00068473 | 1.9553 | 0.21393 | 34.8121 | 231.5133 | Natural Gas | 32.5 | 0.757 | [5 empty] | 0.162 | 0.21 | 2.2 |  | 0 | Edmonton Intl AP | CAN | 23 | 5588 | 53.31 | -113.579 | 7a | 5120 | AB | CAN_AB_Edmonton.Intl.AP.711230_CWEC2016.epw | 0 | 0 | 0 | 0 | 109.35 | 44.149 | 1.0279 | 0.023283 | 375.71 | 0.1 | 2021-03-24 15:16:00 +0000 | eef80c06 | 0.2.11 | :adv_dx_units: NECB_Default :analysis_id: 6a87033d-ede6-4783-acf8-880bd0e50e61 :analysis_name: baseline-2021-03-24 :boiler_eff: NECB_Default :btap_batch_version: 1.0.002 :building_type: FullServiceRestaurant :compute_environment: aws_batch :datapoint_id: 76fc02d7-4de3-4229-865b-4059b05f064c :daylighting_type: NECB_Default :dcv_type: NECB_Default :door_construction_cond: NECB_Default :ecm_system_name: NECB_Default :enable_costing: true :epw_file: CAN_AB_Edmonton.Intl.AP.711230_CWEC2016.epw :erv_package: NECB_Default :ext_floor_cond: NECB_Default :ext_roof_cond: NECB_Default :ext_wall_cond: NECB_Default :fdwr_set: NECB_Default :fixed_wind_solar_trans: NECB_Default :fixed_window_cond: NECB_Default :furnace_eff: NECB_Default :glass_door_cond: NECB_Default :glass_door_solar_trans: NECB_Default :ground_floor_cond: NECB_Default :ground_roof_cond: NECB_Default :ground_wall_cond: NECB_Default :lights_scale: NECB_Default :lights_type: NECB_Default :overhead_door_cond: NECB_Default :primary_heating_fuel: NaturalGas :pv_ground_azimuth_angle: NECB_Default :pv_ground_module_description: NECB_Default :pv_ground_tilt_angle: NECB_Default :pv_ground_total_area_pv_panels_m2: NECB_Default :pv_ground_type: NECB_Default :rotation_degrees: NECB_Default :run_annual_simulation: true :s3_bucket: '834599497928' :scale_x: NECB_Default :scale_y: NECB_Default :scale_z: NECB_Default :shw_eff: NECB_Default :skylight_cond: NECB_Default :skylight_solar_trans: NECB_Default :srr_set: NECB_Default :template: NECB2015 | 0 | TRUE | 991.1046 |  | https://s3.console.aws.amazon.com/s3/buckets/834599497928?region=ca-central-1&prefix=sara.gilani/baseline-2021-03-24/6a87033d-ede6-4783-acf8-880bd0e50e61/output/76fc02d7-4de3-4229-865b-4059b05f064c/ | 1.0.002 | 0 | 0 |  | 0 | 0 | tier_1 | 0
317 | 0 |  | NECB_Default | NECB_Default | NECB_Default | NECB_Default | NECB_Default | NECB_Default | NECB_Default | NECB_Default | QuickServiceRestaurant | NECB2015 | CAN_ON_Toronto.Pearson.Intl.AP.716240_CWEC2016.epw | NaturalGas | NECB_Default | NECB_Default | NECB_Default | NECB_Default | NECB_Default | NECB_Default | NECB_Default | NECB_Default | NECB_Default | NECB_Default | NECB_Default | NECB_Default | NECB_Default | NECB_Default | NECB_Default | NECB_Default | NECB_Default | NECB_Default | NECB_Default | NECB_Default | NECB_Default | NECB_Default | NECB_Default | NECB_Default | NECB_Default | NECB_Default | NECB_Default | aws_batch | 834599497928 | [5 empty] | baseline-2021-03-24 | 6a87033d-ede6-4783-acf8-880bd0e50e61 | TRUE | TRUE | e16ced39-3906-4c20-bec8-273a139c06c4 |  | 232.34 | 444.7457 | 40 | QuickServiceRestaurant |  |  | 0 | QuickServiceRestaurant | 1 |  | 1 | NECB2015 | 0.46263 | 961.3389 | 263.0011 | 132.5949 | 66.6988 | 40.0338 | 831.6995 | 329.3707 | TORONTO | ONTARIO | 3.1852 | 40.1454 | 0 | 43.3305 | 25.5194 | 7.0836 | 0 | 32.6031 | 0 | 0.078032 | 0 | 0 | 0.57347 | 0.1475 | 0 | 0.67659 | 0.10696 | 0.24021 | 0.81239 | 0.00077473 | 1.3859 | 0.13579 | 48.027 | 181.2087 | Natural Gas | 40 | 0.757 | [5 empty] | 0.183 | 0.278 | 2.2 |  | 0 | Toronto Pearson Intl AP | CAN | 382 | 3615 | 43.677 | -79.631 | 5 | 3890 | ON | CAN_ON_Toronto.Pearson.Intl.AP.716240_CWEC2016.epw | 0 | 0 | 0 | 0 | 31.55 | 17.4284 | 0.33814 | 0.019402 | 123.59 | 0.1 | 2021-03-24 15:16:10 +0000 | eef80c06 | 0.2.11 | :adv_dx_units: NECB_Default :analysis_id: 6a87033d-ede6-4783-acf8-880bd0e50e61 :analysis_name: baseline-2021-03-24 :boiler_eff: NECB_Default :btap_batch_version: 1.0.002 :building_type: QuickServiceRestaurant :compute_environment: aws_batch :datapoint_id: e16ced39-3906-4c20-bec8-273a139c06c4 :daylighting_type: NECB_Default :dcv_type: NECB_Default :door_construction_cond: NECB_Default :ecm_system_name: NECB_Default :enable_costing: true :epw_file: CAN_ON_Toronto.Pearson.Intl.AP.716240_CWEC2016.epw :erv_package: NECB_Default :ext_floor_cond: NECB_Default :ext_roof_cond: NECB_Default :ext_wall_cond: NECB_Default :fdwr_set: NECB_Default :fixed_wind_solar_trans: NECB_Default :fixed_window_cond: NECB_Default :furnace_eff: NECB_Default :glass_door_cond: NECB_Default :glass_door_solar_trans: NECB_Default :ground_floor_cond: NECB_Default :ground_roof_cond: NECB_Default :ground_wall_cond: NECB_Default :lights_scale: NECB_Default :lights_type: NECB_Default :overhead_door_cond: NECB_Default :primary_heating_fuel: NaturalGas :pv_ground_azimuth_angle: NECB_Default :pv_ground_module_description: NECB_Default :pv_ground_tilt_angle: NECB_Default :pv_ground_total_area_pv_panels_m2: NECB_Default :pv_ground_type: NECB_Default :rotation_degrees: NECB_Default :run_annual_simulation: true :s3_bucket: '834599497928' :scale_x: NECB_Default :scale_y: NECB_Default :scale_z: NECB_Default :shw_eff: NECB_Default :skylight_cond: NECB_Default :skylight_solar_trans: NECB_Default :srr_set: NECB_Default :template: NECB2015 | 0 | TRUE | 992.7316 |  | https://s3.console.aws.amazon.com/s3/buckets/834599497928?region=ca-central-1&prefix=sara.gilani/baseline-2021-03-24/6a87033d-ede6-4783-acf8-880bd0e50e61/output/e16ced39-3906-4c20-bec8-273a139c06c4/ | 1.0.002 | 0 | 0 |  | 0 | 0 | tier_1 | 0
318 | 0 |  | NECB_Default | NECB_Default | NECB_Default | NECB_Default | NECB_Default | NECB_Default | NECB_Default | NECB_Default | QuickServiceRestaurant | NECB2017 | CAN_AB_Calgary.Intl.AP.718770_CWEC2016.epw | NaturalGas | NECB_Default | NECB_Default | NECB_Default | NECB_Default | NECB_Default | NECB_Default | NECB_Default | NECB_Default | NECB_Default | NECB_Default | NECB_Default | NECB_Default | NECB_Default | NECB_Default | NECB_Default | NECB_Default | NECB_Default | NECB_Default | NECB_Default | NECB_Default | NECB_Default | NECB_Default | NECB_Default | NECB_Default | NECB_Default | NECB_Default | NECB_Default | aws_batch | 834599497928 | [5 empty] | baseline-2021-03-24 | 6a87033d-ede6-4783-acf8-880bd0e50e61 | TRUE | TRUE | e992dcf6-8fd5-4eb1-9354-cea756c6476e |  | 232.34 | 444.7457 | 33.3 | QuickServiceRestaurant |  |  | 0 | QuickServiceRestaurant | 1 |  | 1 | NECB2017 | 0.46263 | 961.3389 | 252.2997 | 128.7323 | 66.3675 | 39.5719 | 849.8249 | 362.8535 | CALGARY | ALBERTA | 118.3148 | 23.1741 | 0 | 141.4889 | 11.2138 | 1.6533 | 0 | 12.867 | 0 | 0.036843 | 0 | 0 | 0.53912 | 0.14363 | 0.043083 | 0.31252 | 0.10696 | 0.20806 | 0.45924 | 0.00055952 | 0.99836 | 0.14672 | 39.5662 | 173.7275 | Natural Gas | 33.3 | 0.757 | [5 empty] | 0.138 | 0.21 | 1.9 |  | 0 | Calgary Intl AP | CAN | 64 | 4781 | 51.114 | -114.02 | 7a | 5000 | AB | CAN_AB_Calgary.Intl.AP.718770_CWEC2016.epw | 0 | 0 | 0 | 0 | 34.09 | 17.4284 | 0.33814 | 0.019402 | 123.59 | 0.1 | 2021-03-24 15:16:17 +0000 | eef80c06 | 0.2.11 | :adv_dx_units: NECB_Default :analysis_id: 6a87033d-ede6-4783-acf8-880bd0e50e61 :analysis_name: baseline-2021-03-24 :boiler_eff: NECB_Default :btap_batch_version: 1.0.002 :building_type: QuickServiceRestaurant :compute_environment: aws_batch :datapoint_id: e992dcf6-8fd5-4eb1-9354-cea756c6476e :daylighting_type: NECB_Default :dcv_type: NECB_Default :door_construction_cond: NECB_Default :ecm_system_name: NECB_Default :enable_costing: true :epw_file: CAN_AB_Calgary.Intl.AP.718770_CWEC2016.epw :erv_package: NECB_Default :ext_floor_cond: NECB_Default :ext_roof_cond: NECB_Default :ext_wall_cond: NECB_Default :fdwr_set: NECB_Default :fixed_wind_solar_trans: NECB_Default :fixed_window_cond: NECB_Default :furnace_eff: NECB_Default :glass_door_cond: NECB_Default :glass_door_solar_trans: NECB_Default :ground_floor_cond: NECB_Default :ground_roof_cond: NECB_Default :ground_wall_cond: NECB_Default :lights_scale: NECB_Default :lights_type: NECB_Default :overhead_door_cond: NECB_Default :primary_heating_fuel: NaturalGas :pv_ground_azimuth_angle: NECB_Default :pv_ground_module_description: NECB_Default :pv_ground_tilt_angle: NECB_Default :pv_ground_total_area_pv_panels_m2: NECB_Default :pv_ground_type: NECB_Default :rotation_degrees: NECB_Default :run_annual_simulation: true :s3_bucket: '834599497928' :scale_x: NECB_Default :scale_y: NECB_Default :scale_z: NECB_Default :shw_eff: NECB_Default :skylight_cond: NECB_Default :skylight_solar_trans: NECB_Default :srr_set: NECB_Default :template: NECB2017 | 0 | TRUE | 992.4446 |  | https://s3.console.aws.amazon.com/s3/buckets/834599497928?region=ca-central-1&prefix=sara.gilani/baseline-2021-03-24/6a87033d-ede6-4783-acf8-880bd0e50e61/output/e992dcf6-8fd5-4eb1-9354-cea756c6476e/ | 1.0.002 | 0 | 0 |  | 0 | 0 | tier_1 | 0
319 | 0 |  | NECB_Default | NECB_Default | NECB_Default | NECB_Default | NECB_Default | NECB_Default | NECB_Default | NECB_Default | QuickServiceRestaurant | NECB2015 | CAN_BC_Vancouver.Intl.AP.718920_CWEC2016.epw | Electricity | NECB_Default | NECB_Default | NECB_Default | NECB_Default | NECB_Default | NECB_Default | NECB_Default | NECB_Default | NECB_Default | NECB_Default | NECB_Default | NECB_Default | NECB_Default | NECB_Default | NECB_Default | NECB_Default | NECB_Default | NECB_Default | NECB_Default | NECB_Default | NECB_Default | NECB_Default | NECB_Default | NECB_Default | NECB_Default | NECB_Default | NECB_Default | aws_batch | 834599497928 | [5 empty] | baseline-2021-03-24 | 6a87033d-ede6-4783-acf8-880bd0e50e61 | TRUE | TRUE | 867994af-76a4-4313-a407-2630e70c0aaf |  | 232.34 | 444.7457 | 40 | QuickServiceRestaurant |  |  | 0 | QuickServiceRestaurant | 1 |  | 1 | NECB2015 | 0.46263 | 961.3389 | 236.7387 | 13.8021 | 60.2688 | 51.6237 | 676.311 | 313.8777 | VANCOUVER | BRITISH COLUMBIA | 2.9141 | 0 | 0 | 2.9141 | 29.1003 | 0 | 0 | 29.1003 | 0 | 0.040028 | 0 | 0 | 1.0283 | 0.13678 | 0 | 0.39589 | 0.10696 | 0.24021 | 0 | 0 | 1.0283 | 0.10842 | 109.2232 | 0 | Electricity | 40 | 0.757 | [5 empty] | 0.227 | 0.315 | 2.4 |  | 0 | Vancouver Intl AP | CAN | 42 | 2797 | 49.195 | -123.184 | 4 | 2800 | BC | CAN_BC_Vancouver.Intl.AP.718920_CWEC2016.epw | 0 | 0.068919 | 0.0039544 | 25.19 | 0 | 17.4284 | 0.33814 | 0.019402 | 123.59 | 0.1 | 2021-03-24 15:15:27 +0000 | eef80c06 | 0.2.11 | :adv_dx_units: NECB_Default :analysis_id: 6a87033d-ede6-4783-acf8-880bd0e50e61 :analysis_name: baseline-2021-03-24 :boiler_eff: NECB_Default :btap_batch_version: 1.0.002 :building_type: QuickServiceRestaurant :compute_environment: aws_batch :datapoint_id: 867994af-76a4-4313-a407-2630e70c0aaf :daylighting_type: NECB_Default :dcv_type: NECB_Default :door_construction_cond: NECB_Default :ecm_system_name: NECB_Default :enable_costing: true :epw_file: CAN_BC_Vancouver.Intl.AP.718920_CWEC2016.epw :erv_package: NECB_Default :ext_floor_cond: NECB_Default :ext_roof_cond: NECB_Default :ext_wall_cond: NECB_Default :fdwr_set: NECB_Default :fixed_wind_solar_trans: NECB_Default :fixed_window_cond: NECB_Default :furnace_eff: NECB_Default :glass_door_cond: NECB_Default :glass_door_solar_trans: NECB_Default :ground_floor_cond: NECB_Default :ground_roof_cond: NECB_Default :ground_wall_cond: NECB_Default :lights_scale: NECB_Default :lights_type: NECB_Default :overhead_door_cond: NECB_Default :primary_heating_fuel: Electricity :pv_ground_azimuth_angle: NECB_Default :pv_ground_module_description: NECB_Default :pv_ground_tilt_angle: NECB_Default :pv_ground_total_area_pv_panels_m2: NECB_Default :pv_ground_type: NECB_Default :rotation_degrees: NECB_Default :run_annual_simulation: true :s3_bucket: '834599497928' :scale_x: NECB_Default :scale_y: NECB_Default :scale_z: NECB_Default :shw_eff: NECB_Default :skylight_cond: NECB_Default :skylight_solar_trans: NECB_Default :srr_set: NECB_Default :template: NECB2015 | 0 | TRUE | 992.9247 |  | https://s3.console.aws.amazon.com/s3/buckets/834599497928?region=ca-central-1&prefix=sara.gilani/baseline-2021-03-24/6a87033d-ede6-4783-acf8-880bd0e50e61/output/867994af-76a4-4313-a407-2630e70c0aaf/ | 1.0.002 | 0 | 0 |  | 0 | 0 | tier_1 | 0
320 | 0 |  | NECB_Default | NECB_Default | NECB_Default | NECB_Default | NECB_Default | NECB_Default | NECB_Default | NECB_Default | FullServiceRestaurant | NECB2015 | CAN_AB_Calgary.Intl.AP.718770_CWEC2016.epw | NaturalGas | NECB_Default | NECB_Default | NECB_Default | NECB_Default | NECB_Default | NECB_Default | NECB_Default | NECB_Default | NECB_Default | NECB_Default | NECB_Default | NECB_Default | NECB_Default | NECB_Default | NECB_Default | NECB_Default | NECB_Default | NECB_Default | NECB_Default | NECB_Default | NECB_Default | NECB_Default | NECB_Default | NECB_Default | NECB_Default | NECB_Default | NECB_Default | aws_batch | 834599497928 | [5 empty] | baseline-2021-03-24 | 6a87033d-ede6-4783-acf8-880bd0e50e61 | TRUE | TRUE | fbd83d9f-bc3a-4abe-be9b-7d491b37e3b2 |  | 511.15 | 845.2233 | 33.3 | FullServiceRestaurant |  |  | 0 | FullServiceRestaurant | 1 |  | 1 | NECB2015 | 0.35452 | 2384.1067 | 230.6528 | 69.0572 | 66.3671 | 18.9352 | 604.8048 | 219.7925 | CALGARY | ALBERTA | 92.1151 | 63.3766 | 0 | 155.4917 | 8.7306 | 4.5214 | 0 | 13.2519 | 0 | 0.024846 | 0 | 0 | 0.41974 | 0.12194 | 0 | 1.0506 | 0.067182 | 0.20528 | 1.2559 | 0.00048909 | 1.6757 | 0.2053 | 35.3134 | 216.1879 | Natural Gas | 33.3 | 0.757 | [5 empty] | 0.162 | 0.21 | 2.2 |  | 0 | Calgary Intl AP | CAN | 64 | 4781 | 51.114 | -114.02 | 7a | 5000 | AB | CAN_AB_Calgary.Intl.AP.718770_CWEC2016.epw | 0 | 0 | 0 | 0 | 104.94 | 44.149 | 1.0279 | 0.023283 | 375.71 | 0.1 | 2021-03-24 15:16:08 +0000 | eef80c06 | 0.2.11 | :adv_dx_units: NECB_Default :analysis_id: 6a87033d-ede6-4783-acf8-880bd0e50e61 :analysis_name: baseline-2021-03-24 :boiler_eff: NECB_Default :btap_batch_version: 1.0.002 :building_type: FullServiceRestaurant :compute_environment: aws_batch :datapoint_id: fbd83d9f-bc3a-4abe-be9b-7d491b37e3b2 :daylighting_type: NECB_Default :dcv_type: NECB_Default :door_construction_cond: NECB_Default :ecm_system_name: NECB_Default :enable_costing: true :epw_file: CAN_AB_Calgary.Intl.AP.718770_CWEC2016.epw :erv_package: NECB_Default :ext_floor_cond: NECB_Default :ext_roof_cond: NECB_Default :ext_wall_cond: NECB_Default :fdwr_set: NECB_Default :fixed_wind_solar_trans: NECB_Default :fixed_window_cond: NECB_Default :furnace_eff: NECB_Default :glass_door_cond: NECB_Default :glass_door_solar_trans: NECB_Default :ground_floor_cond: NECB_Default :ground_roof_cond: NECB_Default :ground_wall_cond: NECB_Default :lights_scale: NECB_Default :lights_type: NECB_Default :overhead_door_cond: NECB_Default :primary_heating_fuel: NaturalGas :pv_ground_azimuth_angle: NECB_Default :pv_ground_module_description: NECB_Default :pv_ground_tilt_angle: NECB_Default :pv_ground_total_area_pv_panels_m2: NECB_Default :pv_ground_type: NECB_Default :rotation_degrees: NECB_Default :run_annual_simulation: true :s3_bucket: '834599497928' :scale_x: NECB_Default :scale_y: NECB_Default :scale_z: NECB_Default :shw_eff: NECB_Default :skylight_cond: NECB_Default :skylight_solar_trans: NECB_Default :srr_set: NECB_Default :template: NECB2015 | 0 | TRUE | 991.1516 |  | https://s3.console.aws.amazon.com/s3/buckets/834599497928?region=ca-central-1&prefix=sara.gilani/baseline-2021-03-24/6a87033d-ede6-4783-acf8-880bd0e50e61/output/fbd83d9f-bc3a-4abe-be9b-7d491b37e3b2/ | 1.0.002 | 0 | 0 |  | 0 | 0 | tier_1 | 0
321 | 0 |  | NECB_Default | NECB_Default | NECB_Default | NECB_Default | NECB_Default | NECB_Default | NECB_Default | NECB_Default | FullServiceRestaurant | NECB2015 | CAN_NS_Halifax.Dockyard.713280_CWEC2016.epw | NaturalGas | NECB_Default | NECB_Default | NECB_Default | NECB_Default | NECB_Default | NECB_Default | NECB_Default | NECB_Default | NECB_Default | NECB_Default | NECB_Default | NECB_Default | NECB_Default | NECB_Default | NECB_Default | NECB_Default | NECB_Default | NECB_Default | NECB_Default | NECB_Default | NECB_Default | NECB_Default | NECB_Default | NECB_Default | NECB_Default | NECB_Default | NECB_Default | aws_batch | 834599497928 | [5 empty] | baseline-2021-03-24 | 6a87033d-ede6-4783-acf8-880bd0e50e61 | TRUE | TRUE | b2b64dc1-1554-4681-b357-ac63c3db1259 |  | 511.15 | 845.2233 | 40 | FullServiceRestaurant |  |  | 0 | FullServiceRestaurant | 1 |  | 1 | NECB2015 | 0.35452 | 2384.1067 | 198.0563 | 62.5538 | 60.0209 | 18.1898 | 546.121 | 207.3002 | HALIFAX | NOVA SCOTIA | 85.0338 | 57.6564 | 0 | 142.6903 | 16.6767 | 14.553 | 0 | 31.2298 | 0 | 0.027644 | 0 | 0 | 0.41933 | 0.11887 | 0 | 0.96547 | 0.067182 | 0.20528 | 1.1587 | 0.00035215 | 1.578 | 0.19321 | 37.0471 | 185.0979 | Natural Gas | 40 | 0.757 | [5 empty] | 0.183 | 0.247 | 2.2 |  | 0 | Halifax Dockyard | CAN | 112 | 3647 | 44.655 | -63.577 | 6 | 4000 | NS | CAN_NS_Halifax.Dockyard.713280_CWEC2016.epw | 0 | 0 | 0 | 0 | 98.76 | 44.149 | 1.0279 | 0.023283 | 375.71 | 0.1 | 2021-03-24 15:16:08 +0000 | eef80c06 | 0.2.11 | :adv_dx_units: NECB_Default :analysis_id: 6a87033d-ede6-4783-acf8-880bd0e50e61 :analysis_name: baseline-2021-03-24 :boiler_eff: NECB_Default :btap_batch_version: 1.0.002 :building_type: FullServiceRestaurant :compute_environment: aws_batch :datapoint_id: b2b64dc1-1554-4681-b357-ac63c3db1259 :daylighting_type: NECB_Default :dcv_type: NECB_Default :door_construction_cond: NECB_Default :ecm_system_name: NECB_Default :enable_costing: true :epw_file: CAN_NS_Halifax.Dockyard.713280_CWEC2016.epw :erv_package: NECB_Default :ext_floor_cond: NECB_Default :ext_roof_cond: NECB_Default :ext_wall_cond: NECB_Default :fdwr_set: NECB_Default :fixed_wind_solar_trans: NECB_Default :fixed_window_cond: NECB_Default :furnace_eff: NECB_Default :glass_door_cond: NECB_Default :glass_door_solar_trans: NECB_Default :ground_floor_cond: NECB_Default :ground_roof_cond: NECB_Default :ground_wall_cond: NECB_Default :lights_scale: NECB_Default :lights_type: NECB_Default :overhead_door_cond: NECB_Default :primary_heating_fuel: NaturalGas :pv_ground_azimuth_angle: NECB_Default :pv_ground_module_description: NECB_Default :pv_ground_tilt_angle: NECB_Default :pv_ground_total_area_pv_panels_m2: NECB_Default :pv_ground_type: NECB_Default :rotation_degrees: NECB_Default :run_annual_simulation: true :s3_bucket: '834599497928' :scale_x: NECB_Default :scale_y: NECB_Default :scale_z: NECB_Default :shw_eff: NECB_Default :skylight_cond: NECB_Default :skylight_solar_trans: NECB_Default :srr_set: NECB_Default :template: NECB2015 | 0 | TRUE | 991.4272 |  | https://s3.console.aws.amazon.com/s3/buckets/834599497928?region=ca-central-1&prefix=sara.gilani/baseline-2021-03-24/6a87033d-ede6-4783-acf8-880bd0e50e61/output/b2b64dc1-1554-4681-b357-ac63c3db1259/ | 1.0.002 | 0 | 0 |  | 0 | 0 | tier_1 | 0
322 | 0 |  | NECB_Default | NECB_Default | NECB_Default | NECB_Default | NECB_Default | NECB_Default | NECB_Default | NECB_Default | QuickServiceRestaurant | NECB2017 | CAN_YT_Whitehorse.Intl.AP.719640_CWEC2016.epw | Electricity | NECB_Default | NECB_Default | NECB_Default | NECB_Default | NECB_Default | NECB_Default | NECB_Default | NECB_Default | NECB_Default | NECB_Default | NECB_Default | NECB_Default | NECB_Default | NECB_Default | NECB_Default | NECB_Default | NECB_Default | NECB_Default | NECB_Default | NECB_Default | NECB_Default | NECB_Default | NECB_Default | NECB_Default | NECB_Default | NECB_Default | NECB_Default | aws_batch | 834599497928 | [5 empty] | baseline-2021-03-24 | 6a87033d-ede6-4783-acf8-880bd0e50e61 | TRUE | TRUE | 44896d35-4311-4ecd-8f0d-a5e435069c78 |  | 232.34 | 444.7457 | 22.8 | QuickServiceRestaurant |  |  | 0 | QuickServiceRestaurant | 1 |  | 1 | NECB2017 | 0.46263 | 961.3389 | 200.2913 | 14.1721 | 59.5642 | 50.5598 | 651.0968 | 326.5093 | WHITEHORSE | YUKON | 17.2058 | 0 | 0 | 17.2058 | 39.4037 | 0 | 0 | 39.4037 | 0 | 0.015236 | 0 | 0 | 1.1062 | 0.11513 | 0.043083 | 0.48666 | 0.10696 | 0.20806 | 0 | 0 | 1.1062 | 0.1311 | 221.5065 | 0 | Electricity | 22.8 | 0.757 | [5 empty] | 0.138 | 0.21 | 1.9 |  | 0 | Whitehorse Intl AP | CAN | 5 | 6491 | 60.709 | -135.069 | 7b | 6580 | YT | CAN_YT_Whitehorse.Intl.AP.719640_CWEC2016.epw | 0 | 0.083338 | 0.0047817 | 30.46 | 0 | 17.4284 | 0.33814 | 0.019402 | 123.59 | 0.1 | 2021-03-24 15:16:05 +0000 | eef80c06 | 0.2.11 | :adv_dx_units: NECB_Default :analysis_id: 6a87033d-ede6-4783-acf8-880bd0e50e61 :analysis_name: baseline-2021-03-24 :boiler_eff: NECB_Default :btap_batch_version: 1.0.002 :building_type: QuickServiceRestaurant :compute_environment: aws_batch :datapoint_id: 44896d35-4311-4ecd-8f0d-a5e435069c78 :daylighting_type: NECB_Default :dcv_type: NECB_Default :door_construction_cond: NECB_Default :ecm_system_name: NECB_Default :enable_costing: true :epw_file: CAN_YT_Whitehorse.Intl.AP.719640_CWEC2016.epw :erv_package: NECB_Default :ext_floor_cond: NECB_Default :ext_roof_cond: NECB_Default :ext_wall_cond: NECB_Default :fdwr_set: NECB_Default :fixed_wind_solar_trans: NECB_Default :fixed_window_cond: NECB_Default :furnace_eff: NECB_Default :glass_door_cond: NECB_Default :glass_door_solar_trans: NECB_Default :ground_floor_cond: NECB_Default :ground_roof_cond: NECB_Default :ground_wall_cond: NECB_Default :lights_scale: NECB_Default :lights_type: NECB_Default :overhead_door_cond: NECB_Default :primary_heating_fuel: Electricity :pv_ground_azimuth_angle: NECB_Default :pv_ground_module_description: NECB_Default :pv_ground_tilt_angle: NECB_Default :pv_ground_total_area_pv_panels_m2: NECB_Default :pv_ground_type: NECB_Default :rotation_degrees: NECB_Default :run_annual_simulation: true :s3_bucket: '834599497928' :scale_x: NECB_Default :scale_y: NECB_Default :scale_z: NECB_Default :shw_eff: NECB_Default :skylight_cond: NECB_Default :skylight_solar_trans: NECB_Default :srr_set: NECB_Default :template: NECB2017 | 0 | TRUE | 992.4896 |  | https://s3.console.aws.amazon.com/s3/buckets/834599497928?region=ca-central-1&prefix=sara.gilani/baseline-2021-03-24/6a87033d-ede6-4783-acf8-880bd0e50e61/output/44896d35-4311-4ecd-8f0d-a5e435069c78/ | 1.0.002 | 0 | 0 |  | 0 | 0 | tier_1 | 0
323 | 0 |  | NECB_Default | NECB_Default | NECB_Default | NECB_Default | NECB_Default | NECB_Default | NECB_Default | NECB_Default | FullServiceRestaurant | NECB2017 | CAN_AB_Calgary.Intl.AP.718770_CWEC2016.epw | Electricity | NECB_Default | NECB_Default | NECB_Default | NECB_Default | NECB_Default | NECB_Default | NECB_Default | NECB_Default | NECB_Default | NECB_Default | NECB_Default | NECB_Default | NECB_Default | NECB_Default | NECB_Default | NECB_Default | NECB_Default | NECB_Default | NECB_Default | NECB_Default | NECB_Default | NECB_Default | NECB_Default | NECB_Default | NECB_Default | NECB_Default | NECB_Default | aws_batch | 834599497928 | [5 empty] | baseline-2021-03-24 | 6a87033d-ede6-4783-acf8-880bd0e50e61 | TRUE | TRUE | 8776a6d1-5f90-4951-a2bc-1ae521a45c2e |  | 511.15 | 845.2233 | 33.3 | FullServiceRestaurant |  |  | 0 | FullServiceRestaurant | 1 |  | 1 | NECB2017 | 0.35452 | 2384.1067 | 235.1698 | 11.8389 | 66.3671 | 33.1817 | 626.3718 | 279.8143 | CALGARY | ALBERTA | 199.0854 | 0 | 0 | 199.0854 | 18.8691 | 0 | 0 | 18.8691 | 0 | 0.023222 | 0 | 0 | 0.90715 | 0.12065 | 0.045525 | 0.32143 | 0.067182 | 0.16792 | 0 | 0 | 0.90715 | 0.16122 | 184.9771 | 0 | Electricity | 33.3 | 0.757 | [5 empty] | 0.138 | 0.21 | 1.9 |  | 0 | Calgary Intl AP | CAN | 64 | 4781 | 51.114 | -114.02 | 7a | 5000 | AB | CAN_AB_Calgary.Intl.AP.718770_CWEC2016.epw | 0 | 0.22547 | 0.0051071 | 82.41 | 0 | 44.149 | 1.0279 | 0.023283 | 375.71 | 0.1 | 2021-03-24 15:16:01 +0000 | eef80c06 | 0.2.11 | :adv_dx_units: NECB_Default :analysis_id: 6a87033d-ede6-4783-acf8-880bd0e50e61 :analysis_name: baseline-2021-03-24 :boiler_eff: NECB_Default :btap_batch_version: 1.0.002 :building_type: FullServiceRestaurant :compute_environment: aws_batch :datapoint_id: 8776a6d1-5f90-4951-a2bc-1ae521a45c2e :daylighting_type: NECB_Default :dcv_type: NECB_Default :door_construction_cond: NECB_Default :ecm_system_name: NECB_Default :enable_costing: true :epw_file: CAN_AB_Calgary.Intl.AP.718770_CWEC2016.epw :erv_package: NECB_Default :ext_floor_cond: NECB_Default :ext_roof_cond: NECB_Default :ext_wall_cond: NECB_Default :fdwr_set: NECB_Default :fixed_wind_solar_trans: NECB_Default :fixed_window_cond: NECB_Default :furnace_eff: NECB_Default :glass_door_cond: NECB_Default :glass_door_solar_trans: NECB_Default :ground_floor_cond: NECB_Default :ground_roof_cond: NECB_Default :ground_wall_cond: NECB_Default :lights_scale: NECB_Default :lights_type: NECB_Default :overhead_door_cond: NECB_Default :primary_heating_fuel: Electricity :pv_ground_azimuth_angle: NECB_Default :pv_ground_module_description: NECB_Default :pv_ground_tilt_angle: NECB_Default :pv_ground_total_area_pv_panels_m2: NECB_Default :pv_ground_type: NECB_Default :rotation_degrees: NECB_Default :run_annual_simulation: true :s3_bucket: '834599497928' :scale_x: NECB_Default :scale_y: NECB_Default :scale_z: NECB_Default :shw_eff: NECB_Default :skylight_cond: NECB_Default :skylight_solar_trans: NECB_Default :srr_set: NECB_Default :template: NECB2017 | 0 | TRUE | 990.374 |  | https://s3.console.aws.amazon.com/s3/buckets/834599497928?region=ca-central-1&prefix=sara.gilani/baseline-2021-03-24/6a87033d-ede6-4783-acf8-880bd0e50e61/output/8776a6d1-5f90-4951-a2bc-1ae521a45c2e/ | 1.0.002 | 0 | 0 |  | 0 | 0 | tier_1 | 0
324 | 0 |  | NECB_Default | NECB_Default | NECB_Default | NECB_Default | NECB_Default | NECB_Default | NECB_Default | NECB_Default | QuickServiceRestaurant | NECB2015 | CAN_QC_Montreal-Trudeau.Intl.AP.716270_CWEC2016.epw | Electricity | NECB_Default | NECB_Default | NECB_Default | NECB_Default | NECB_Default | NECB_Default | NECB_Default | NECB_Default | NECB_Default | NECB_Default | NECB_Default | NECB_Default | NECB_Default | NECB_Default | NECB_Default | NECB_Default | NECB_Default | NECB_Default | NECB_Default | NECB_Default | NECB_Default | NECB_Default | NECB_Default | NECB_Default | NECB_Default | NECB_Default | NECB_Default | aws_batch | 834599497928 | [5 empty] | baseline-2021-03-24 | 6a87033d-ede6-4783-acf8-880bd0e50e61 | TRUE | TRUE | af303706-5b83-4883-92f8-b9c79437afcb |  | 232.34 | 444.7457 | 37.3 | QuickServiceRestaurant |  |  | 0 | QuickServiceRestaurant | 1 |  | 1 | NECB2015 | 0.46263 | 961.3389 | 245.5422 | 18.6577 | 62.049 | 52.1559 | 718.9774 | 340.5727 | MONTREAL | QUEBEC | 0.519 | 0 | 0 | 0.519 | 33.0547 | 0 | 0 | 33.0547 | 0 | 0.070974 | 0 | 0 | 1.3355 | 0.13756 | 0 | 0.66515 | 0.10696 | 0.24021 | 0 | 0 | 1.3355 | 0.11466 | 200.0195 | 0 | Electricity | 37.3 | 0.757 | [5 empty] | 0.183 | 0.247 | 2.2 |  | 0 | Montreal-Trudeau Intl AP | CAN | 323 | 4090 | 45.471 | -73.741 | 6 | 4400 | QC | CAN_QC_Montreal-Trudeau.Intl.AP.716270_CWEC2016.epw | 0 | 0.072886 | 0.004182 | 26.64 | 0 | 17.4284 | 0.33814 | 0.019402 | 123.59 | 0.1 | 2021-03-24 15:16:05 +0000 | eef80c06 | 0.2.11 | :adv_dx_units: NECB_Default :analysis_id: 6a87033d-ede6-4783-acf8-880bd0e50e61 :analysis_name: baseline-2021-03-24 :boiler_eff: NECB_Default :btap_batch_version: 1.0.002 :building_type: QuickServiceRestaurant :compute_environment: aws_batch :datapoint_id: af303706-5b83-4883-92f8-b9c79437afcb :daylighting_type: NECB_Default :dcv_type: NECB_Default :door_construction_cond: NECB_Default :ecm_system_name: NECB_Default :enable_costing: true :epw_file: CAN_QC_Montreal-Trudeau.Intl.AP.716270_CWEC2016.epw :erv_package: NECB_Default :ext_floor_cond: NECB_Default :ext_roof_cond: NECB_Default :ext_wall_cond: NECB_Default :fdwr_set: NECB_Default :fixed_wind_solar_trans: NECB_Default :fixed_window_cond: NECB_Default :furnace_eff: NECB_Default :glass_door_cond: NECB_Default :glass_door_solar_trans: NECB_Default :ground_floor_cond: NECB_Default :ground_roof_cond: NECB_Default :ground_wall_cond: NECB_Default :lights_scale: NECB_Default :lights_type: NECB_Default :overhead_door_cond: NECB_Default :primary_heating_fuel: Electricity :pv_ground_azimuth_angle: NECB_Default :pv_ground_module_description: NECB_Default :pv_ground_tilt_angle: NECB_Default :pv_ground_total_area_pv_panels_m2: NECB_Default :pv_ground_type: NECB_Default :rotation_degrees: NECB_Default :run_annual_simulation: true :s3_bucket: '834599497928' :scale_x: NECB_Default :scale_y: NECB_Default :scale_z: NECB_Default :shw_eff: NECB_Default :skylight_cond: NECB_Default :skylight_solar_trans: NECB_Default :srr_set: NECB_Default :template: NECB2015 | 0 | TRUE | 993.2956 |  | https://s3.console.aws.amazon.com/s3/buckets/834599497928?region=ca-central-1&prefix=sara.gilani/baseline-2021-03-24/6a87033d-ede6-4783-acf8-880bd0e50e61/output/af303706-5b83-4883-92f8-b9c79437afcb/ | 1.0.002 | 0 | 0 |  | 0 | 0 | tier_1 | 0
325 | 0 |  | NECB_Default | NECB_Default | NECB_Default | NECB_Default | NECB_Default | NECB_Default | NECB_Default | NECB_Default | FullServiceRestaurant | NECB2017 | CAN_BC_Vancouver.Intl.AP.718920_CWEC2016.epw | NaturalGas | NECB_Default | NECB_Default | NECB_Default | NECB_Default | NECB_Default | NECB_Default | NECB_Default | NECB_Default | NECB_Default | NECB_Default | NECB_Default | NECB_Default | NECB_Default | NECB_Default | NECB_Default | NECB_Default | NECB_Default | NECB_Default | NECB_Default | NECB_Default | NECB_Default | NECB_Default | NECB_Default | NECB_Default | NECB_Default | NECB_Default | NECB_Default | aws_batch | 834599497928 | [5 empty] | baseline-2021-03-24 | 6a87033d-ede6-4783-acf8-880bd0e50e61 | TRUE | TRUE | e62cb1d6-c406-43a4-90ea-f48c509fda0f |  | 511.15 | 845.2233 | 40 | FullServiceRestaurant |  |  | 0 | FullServiceRestaurant | 1 |  | 1 | NECB2017 | 0.35452 | 2384.1067 | 220.6419 | 62.0661 | 60.2685 | 18.4824 | 586.4835 | 225.0246 | VANCOUVER | BRITISH COLUMBIA | 1.1773 | 26.6546 | 0 | 27.8319 | 11.7563 | 5.9797 | 0 | 17.736 | 0 | 0.021872 | 0 | 0 | 0.41542 | 0.11991 | 0.038384 | 0.34346 | 0.067182 | 0.16792 | 0.52871 | 0.00015651 | 0.94413 | 0.18525 | 33.8913 | 115.0025 | Natural Gas | 40 | 0.757 | [5 empty] | 0.193 | 0.315 | 2.1 |  | 0 | Vancouver Intl AP | CAN | 42 | 2797 | 49.195 | -123.184 | 4 | 2800 | BC | CAN_BC_Vancouver.Intl.AP.718920_CWEC2016.epw | 0 | 0 | 0 | 0 | 94.69 | 44.149 | 1.0279 | 0.023283 | 375.71 | 0.1 | 2021-03-24 15:16:03 +0000 | eef80c06 | 0.2.11 | :adv_dx_units: NECB_Default :analysis_id: 6a87033d-ede6-4783-acf8-880bd0e50e61 :analysis_name: baseline-2021-03-24 :boiler_eff: NECB_Default :btap_batch_version: 1.0.002 :building_type: FullServiceRestaurant :compute_environment: aws_batch :datapoint_id: e62cb1d6-c406-43a4-90ea-f48c509fda0f :daylighting_type: NECB_Default :dcv_type: NECB_Default :door_construction_cond: NECB_Default :ecm_system_name: NECB_Default :enable_costing: true :epw_file: CAN_BC_Vancouver.Intl.AP.718920_CWEC2016.epw :erv_package: NECB_Default :ext_floor_cond: NECB_Default :ext_roof_cond: NECB_Default :ext_wall_cond: NECB_Default :fdwr_set: NECB_Default :fixed_wind_solar_trans: NECB_Default :fixed_window_cond: NECB_Default :furnace_eff: NECB_Default :glass_door_cond: NECB_Default :glass_door_solar_trans: NECB_Default :ground_floor_cond: NECB_Default :ground_roof_cond: NECB_Default :ground_wall_cond: NECB_Default :lights_scale: NECB_Default :lights_type: NECB_Default :overhead_door_cond: NECB_Default :primary_heating_fuel: NaturalGas :pv_ground_azimuth_angle: NECB_Default :pv_ground_module_description: NECB_Default :pv_ground_tilt_angle: NECB_Default :pv_ground_total_area_pv_panels_m2: NECB_Default :pv_ground_type: NECB_Default :rotation_degrees: NECB_Default :run_annual_simulation: true :s3_bucket: '834599497928' :scale_x: NECB_Default :scale_y: NECB_Default :scale_z: NECB_Default :shw_eff: NECB_Default :skylight_cond: NECB_Default :skylight_solar_trans: NECB_Default :srr_set: NECB_Default :template: NECB2017 | 0 | TRUE | 990.4824 |  | https://s3.console.aws.amazon.com/s3/buckets/834599497928?region=ca-central-1&prefix=sara.gilani/baseline-2021-03-24/6a87033d-ede6-4783-acf8-880bd0e50e61/output/e62cb1d6-c406-43a4-90ea-f48c509fda0f/ | 1.0.002 | 0 | 0 |  | 0 | 0 | tier_1 | 0
326 | 0 |  | NECB_Default | NECB_Default | NECB_Default | NECB_Default | NECB_Default | NECB_Default | NECB_Default | NECB_Default | FullServiceRestaurant | NECB2015 | CAN_BC_Vancouver.Intl.AP.718920_CWEC2016.epw | NaturalGas | NECB_Default | NECB_Default | NECB_Default | NECB_Default | NECB_Default | NECB_Default | NECB_Default | NECB_Default | NECB_Default | NECB_Default | NECB_Default | NECB_Default | NECB_Default | NECB_Default | NECB_Default | NECB_Default | NECB_Default | NECB_Default | NECB_Default | NECB_Default | NECB_Default | NECB_Default | NECB_Default | NECB_Default | NECB_Default | NECB_Default | NECB_Default | aws_batch | 834599497928 | [5 empty] | baseline-2021-03-24 | 6a87033d-ede6-4783-acf8-880bd0e50e61 | TRUE | TRUE | 58e35d66-c855-4644-855e-3c0e7be4fdd7 |  | 511.15 | 845.2233 | 40 | FullServiceRestaurant |  |  | 0 | FullServiceRestaurant | 1 |  | 1 | NECB2015 | 0.35452 | 2384.1067 | 220.8924 | 62.2748 | 60.2685 | 18.4824 | 570.4377 | 208.5196 | VANCOUVER | BRITISH COLUMBIA | 1.1801 | 46.3351 | 0 | 47.5152 | 11.7845 | 10.3948 | 0 | 22.1794 | 0 | 0.023007 | 0 | 0 | 0.41639 | 0.12071 | 0 | 0.73384 | 0.067182 | 0.20528 | 0.91908 | 0.0002152 | 1.3355 | 0.18525 | 36.028 | 130.4897 | Natural Gas | 40 | 0.757 | [5 empty] | 0.227 | 0.315 | 2.4 |  | 0 | Vancouver Intl AP | CAN | 42 | 2797 | 49.195 | -123.184 | 4 | 2800 | BC | CAN_BC_Vancouver.Intl.AP.718920_CWEC2016.epw | 0 | 0 | 0 | 0 | 94.69 | 44.149 | 1.0279 | 0.023283 | 375.71 | 0.1 | 2021-03-24 15:15:58 +0000 | eef80c06 | 0.2.11 | :adv_dx_units: NECB_Default :analysis_id: 6a87033d-ede6-4783-acf8-880bd0e50e61 :analysis_name: baseline-2021-03-24 :boiler_eff: NECB_Default :btap_batch_version: 1.0.002 :building_type: FullServiceRestaurant :compute_environment: aws_batch :datapoint_id: 58e35d66-c855-4644-855e-3c0e7be4fdd7 :daylighting_type: NECB_Default :dcv_type: NECB_Default :door_construction_cond: NECB_Default :ecm_system_name: NECB_Default :enable_costing: true :epw_file: CAN_BC_Vancouver.Intl.AP.718920_CWEC2016.epw :erv_package: NECB_Default :ext_floor_cond: NECB_Default :ext_roof_cond: NECB_Default :ext_wall_cond: NECB_Default :fdwr_set: NECB_Default :fixed_wind_solar_trans: NECB_Default :fixed_window_cond: NECB_Default :furnace_eff: NECB_Default :glass_door_cond: NECB_Default :glass_door_solar_trans: NECB_Default :ground_floor_cond: NECB_Default :ground_roof_cond: NECB_Default :ground_wall_cond: NECB_Default :lights_scale: NECB_Default :lights_type: NECB_Default :overhead_door_cond: NECB_Default :primary_heating_fuel: NaturalGas :pv_ground_azimuth_angle: NECB_Default :pv_ground_module_description: NECB_Default :pv_ground_tilt_angle: NECB_Default :pv_ground_total_area_pv_panels_m2: NECB_Default :pv_ground_type: NECB_Default :rotation_degrees: NECB_Default :run_annual_simulation: true :s3_bucket: '834599497928' :scale_x: NECB_Default :scale_y: NECB_Default :scale_z: NECB_Default :shw_eff: NECB_Default :skylight_cond: NECB_Default :skylight_solar_trans: NECB_Default :srr_set: NECB_Default :template: NECB2015 | 0 | TRUE | 991.4447 |  | https://s3.console.aws.amazon.com/s3/buckets/834599497928?region=ca-central-1&prefix=sara.gilani/baseline-2021-03-24/6a87033d-ede6-4783-acf8-880bd0e50e61/output/58e35d66-c855-4644-855e-3c0e7be4fdd7/ | 1.0.002 | 0 | 0 |  | 0 | 0 | tier_1 | 0
327 | 0 |  | NECB_Default | NECB_Default | NECB_Default | NECB_Default | NECB_Default | NECB_Default | NECB_Default | NECB_Default | FullServiceRestaurant | NECB2011 | CAN_NS_Halifax.Dockyard.713280_CWEC2016.epw | Electricity | NECB_Default | NECB_Default | NECB_Default | NECB_Default | NECB_Default | NECB_Default | NECB_Default | NECB_Default | NECB_Default | NECB_Default | NECB_Default | NECB_Default | NECB_Default | NECB_Default | NECB_Default | NECB_Default | NECB_Default | NECB_Default | NECB_Default | NECB_Default | NECB_Default | NECB_Default | NECB_Default | NECB_Default | NECB_Default | NECB_Default | NECB_Default | aws_batch | 834599497928 | [5 empty] | baseline-2021-03-24 | 6a87033d-ede6-4783-acf8-880bd0e50e61 | TRUE | TRUE | 2d314835-38d5-4ebd-bd68-ec9287d1bdd6 |  | 511.15 | 845.2233 | 40 | FullServiceRestaurant |  |  | 0 | FullServiceRestaurant | 1 |  | 1 | NECB2011 | 0.35452 | 2384.1067 | 198.0563 | 10.1312 | 60.0209 | 32.6046 | 527.8929 | 227.0799 | HALIFAX | NOVA SCOTIA | 255.7164 | 0 | 0 | 255.7164 | 50.1507 | 0 | 0 | 50.1507 | 0 | 0.025961 | 0 | 0 | 1.261 | 0.11732 | 0 | 0.70527 | 0.067162 | 0.19249 | 0 | 0 | 1.261 | 0.15281 | 161.5042 | 0 | Electricity | 40 | 0.757 | [5 empty] | 0.183 | 0.247 | 2.2 |  | 0 | Halifax Dockyard | CAN | 112 | 3647 | 44.655 | -63.577 | 6 | 4000 | NS | CAN_NS_Halifax.Dockyard.713280_CWEC2016.epw | 0 | 0.21371 | 0.0048402 | 78.11 | 0 | 44.1525 | 1.0393 | 0.023539 | 379.87 | 0.1 | 2021-03-24 15:15:23 +0000 | eef80c06 | 0.2.11 | :adv_dx_units: NECB_Default :analysis_id: 6a87033d-ede6-4783-acf8-880bd0e50e61 :analysis_name: baseline-2021-03-24 :boiler_eff: NECB_Default :btap_batch_version: 1.0.002 :building_type: FullServiceRestaurant :compute_environment: aws_batch :datapoint_id: 2d314835-38d5-4ebd-bd68-ec9287d1bdd6 :daylighting_type: NECB_Default :dcv_type: NECB_Default :door_construction_cond: NECB_Default :ecm_system_name: NECB_Default :enable_costing: true :epw_file: CAN_NS_Halifax.Dockyard.713280_CWEC2016.epw :erv_package: NECB_Default :ext_floor_cond: NECB_Default :ext_roof_cond: NECB_Default :ext_wall_cond: NECB_Default :fdwr_set: NECB_Default :fixed_wind_solar_trans: NECB_Default :fixed_window_cond: NECB_Default :furnace_eff: NECB_Default :glass_door_cond: NECB_Default :glass_door_solar_trans: NECB_Default :ground_floor_cond: NECB_Default :ground_roof_cond: NECB_Default :ground_wall_cond: NECB_Default :lights_scale: NECB_Default :lights_type: NECB_Default :overhead_door_cond: NECB_Default :primary_heating_fuel: Electricity :pv_ground_azimuth_angle: NECB_Default :pv_ground_module_description: NECB_Default :pv_ground_tilt_angle: NECB_Default :pv_ground_total_area_pv_panels_m2: NECB_Default :pv_ground_type: NECB_Default :rotation_degrees: NECB_Default :run_annual_simulation: true :s3_bucket: '834599497928' :scale_x: NECB_Default :scale_y: NECB_Default :scale_z: NECB_Default :shw_eff: NECB_Default :skylight_cond: NECB_Default :skylight_solar_trans: NECB_Default :srr_set: NECB_Default :template: NECB2011 | 0 | TRUE | 992.5645 |  | https://s3.console.aws.amazon.com/s3/buckets/834599497928?region=ca-central-1&prefix=sara.gilani/baseline-2021-03-24/6a87033d-ede6-4783-acf8-880bd0e50e61/output/2d314835-38d5-4ebd-bd68-ec9287d1bdd6/ | 1.0.002 | 0 | 0 |  | 0 | 0 | tier_1 | 0
328 | 0 |  | NECB_Default | NECB_Default | NECB_Default | NECB_Default | NECB_Default | NECB_Default | NECB_Default | NECB_Default | FullServiceRestaurant | NECB2011 | CAN_YT_Whitehorse.Intl.AP.719640_CWEC2016.epw | NaturalGas | NECB_Default | NECB_Default | NECB_Default | NECB_Default | NECB_Default | NECB_Default | NECB_Default | NECB_Default | NECB_Default | NECB_Default | NECB_Default | NECB_Default | NECB_Default | NECB_Default | NECB_Default | NECB_Default | NECB_Default | NECB_Default | NECB_Default | NECB_Default | NECB_Default | NECB_Default | NECB_Default | NECB_Default | NECB_Default | NECB_Default | NECB_Default | aws_batch | 834599497928 | [5 empty] | baseline-2021-03-24 | 6a87033d-ede6-4783-acf8-880bd0e50e61 | TRUE | TRUE | c5c57989-6bf4-49ab-a346-bda420a7c815 |  | 511.15 | 845.2233 | 22.8 | FullServiceRestaurant |  |  | 0 | FullServiceRestaurant | 1 |  | 1 | NECB2011 | 0.35452 | 2384.1067 | 179.7941 | 62.7321 | 59.5638 | 17.8976 | 517.0714 | 197.0838 | WHITEHORSE | YUKON | 5.9147 | 90.3553 | 0 | 96.2701 | 13.5456 | 16.4694 | 0 | 30.0149 | 0 | 0.0074147 | 0 | 0 | 0.38028 | 0.11263 | 0 | 1.5904 | 0.067162 | 0.19249 | 1.8158 | 0.00058691 | 2.1961 | 0.22547 | 30.7365 | 292.2953 | Natural Gas | 22.8 | 0.757 | [5 empty] | 0.162 | 0.21 | 2.2 |  | 0 | Whitehorse Intl AP | CAN | 5 | 6491 | 60.709 | -135.069 | 7b | 6580 | YT | CAN_YT_Whitehorse.Intl.AP.719640_CWEC2016.epw | 0 | 0 | 0 | 0 | 115.25 | 44.1525 | 1.0393 | 0.023539 | 379.87 | 0.1 | 2021-03-24 15:15:59 +0000 | eef80c06 | 0.2.11 | :adv_dx_units: NECB_Default :analysis_id: 6a87033d-ede6-4783-acf8-880bd0e50e61 :analysis_name: baseline-2021-03-24 :boiler_eff: NECB_Default :btap_batch_version: 1.0.002 :building_type: FullServiceRestaurant :compute_environment: aws_batch :datapoint_id: c5c57989-6bf4-49ab-a346-bda420a7c815 :daylighting_type: NECB_Default :dcv_type: NECB_Default :door_construction_cond: NECB_Default :ecm_system_name: NECB_Default :enable_costing: true :epw_file: CAN_YT_Whitehorse.Intl.AP.719640_CWEC2016.epw :erv_package: NECB_Default :ext_floor_cond: NECB_Default :ext_roof_cond: NECB_Default :ext_wall_cond: NECB_Default :fdwr_set: NECB_Default :fixed_wind_solar_trans: NECB_Default :fixed_window_cond: NECB_Default :furnace_eff: NECB_Default :glass_door_cond: NECB_Default :glass_door_solar_trans: NECB_Default :ground_floor_cond: NECB_Default :ground_roof_cond: NECB_Default :ground_wall_cond: NECB_Default :lights_scale: NECB_Default :lights_type: NECB_Default :overhead_door_cond: NECB_Default :primary_heating_fuel: NaturalGas :pv_ground_azimuth_angle: NECB_Default :pv_ground_module_description: NECB_Default :pv_ground_tilt_angle: NECB_Default :pv_ground_total_area_pv_panels_m2: NECB_Default :pv_ground_type: NECB_Default :rotation_degrees: NECB_Default :run_annual_simulation: true :s3_bucket: '834599497928' :scale_x: NECB_Default :scale_y: NECB_Default :scale_z: NECB_Default :shw_eff: NECB_Default :skylight_cond: NECB_Default :skylight_solar_trans: NECB_Default :srr_set: NECB_Default :template: NECB2011 | 0 | TRUE | 991.9282 |  | https://s3.console.aws.amazon.com/s3/buckets/834599497928?region=ca-central-1&prefix=sara.gilani/baseline-2021-03-24/6a87033d-ede6-4783-acf8-880bd0e50e61/output/c5c57989-6bf4-49ab-a346-bda420a7c815/ | 1.0.002 | 0 | 0 |  | 0 | 0 | tier_1 | 0
329 | 0 |  | NECB_Default | NECB_Default | NECB_Default | NECB_Default | NECB_Default | NECB_Default | NECB_Default | NECB_Default | QuickServiceRestaurant | NECB2015 | CAN_QC_Montreal-Trudeau.Intl.AP.716270_CWEC2016.epw | NaturalGas | NECB_Default | NECB_Default | NECB_Default | NECB_Default | NECB_Default | NECB_Default | NECB_Default | NECB_Default | NECB_Default | NECB_Default | NECB_Default | NECB_Default | NECB_Default | NECB_Default | NECB_Default | NECB_Default | NECB_Default | NECB_Default | NECB_Default | NECB_Default | NECB_Default | NECB_Default | NECB_Default | NECB_Default | NECB_Default | NECB_Default | NECB_Default | aws_batch | 834599497928 | [5 empty] | baseline-2021-03-24 | 6a87033d-ede6-4783-acf8-880bd0e50e61 | TRUE | TRUE | 23724481-a31c-4960-a90f-9367b1e65c29 |  | 232.34 | 444.7457 | 37.3 | QuickServiceRestaurant |  |  | 0 | QuickServiceRestaurant | 1 |  | 1 | NECB2015 | 0.46263 | 961.3389 | 245.5422 | 133.6167 | 62.049 | 39.6708 | 783.3707 | 302.492 | MONTREAL | QUEBEC | 0.21628 | 47.0189 | 0 | 47.2352 | 13.7747 | 12.3162 | 0 | 26.091 | 0 | 0.070974 | 0 | 0 | 0.55656 | 0.13756 | 0 | 0.81209 | 0.10696 | 0.24021 | 0.95179 | 0.00086081 | 1.5083 | 0.13971 | 45.5945 | 195.8908 | Natural Gas | 37.3 | 0.757 | [5 empty] | 0.183 | 0.247 | 2.2 |  | 0 | Montreal-Trudeau Intl AP | CAN | 323 | 4090 | 45.471 | -73.741 | 6 | 4400 | QC | CAN_QC_Montreal-Trudeau.Intl.AP.716270_CWEC2016.epw | 0 | 0 | 0 | 0 | 32.46 | 17.4284 | 0.33814 | 0.019402 | 123.59 | 0.1 | 2021-03-24 15:16:07 +0000 | eef80c06 | 0.2.11 | :adv_dx_units: NECB_Default :analysis_id: 6a87033d-ede6-4783-acf8-880bd0e50e61 :analysis_name: baseline-2021-03-24 :boiler_eff: NECB_Default :btap_batch_version: 1.0.002 :building_type: QuickServiceRestaurant :compute_environment: aws_batch :datapoint_id: 23724481-a31c-4960-a90f-9367b1e65c29 :daylighting_type: NECB_Default :dcv_type: NECB_Default :door_construction_cond: NECB_Default :ecm_system_name: NECB_Default :enable_costing: true :epw_file: CAN_QC_Montreal-Trudeau.Intl.AP.716270_CWEC2016.epw :erv_package: NECB_Default :ext_floor_cond: NECB_Default :ext_roof_cond: NECB_Default :ext_wall_cond: NECB_Default :fdwr_set: NECB_Default :fixed_wind_solar_trans: NECB_Default :fixed_window_cond: NECB_Default :furnace_eff: NECB_Default :glass_door_cond: NECB_Default :glass_door_solar_trans: NECB_Default :ground_floor_cond: NECB_Default :ground_roof_cond: NECB_Default :ground_wall_cond: NECB_Default :lights_scale: NECB_Default :lights_type: NECB_Default :overhead_door_cond: NECB_Default :primary_heating_fuel: NaturalGas :pv_ground_azimuth_angle: NECB_Default :pv_ground_module_description: NECB_Default :pv_ground_tilt_angle: NECB_Default :pv_ground_total_area_pv_panels_m2: NECB_Default :pv_ground_type: NECB_Default :rotation_degrees: NECB_Default :run_annual_simulation: true :s3_bucket: '834599497928' :scale_x: NECB_Default :scale_y: NECB_Default :scale_z: NECB_Default :shw_eff: NECB_Default :skylight_cond: NECB_Default :skylight_solar_trans: NECB_Default :srr_set: NECB_Default :template: NECB2015 | 0 | TRUE | 993.8994 |  | https://s3.console.aws.amazon.com/s3/buckets/834599497928?region=ca-central-1&prefix=sara.gilani/baseline-2021-03-24/6a87033d-ede6-4783-acf8-880bd0e50e61/output/23724481-a31c-4960-a90f-9367b1e65c29/ | 1.0.002 | 0 | 0 |  | 0 | 0 | tier_1 | 0
330 | 0 |  | NECB_Default | NECB_Default | NECB_Default | NECB_Default | NECB_Default | NECB_Default | NECB_Default | NECB_Default | QuickServiceRestaurant | NECB2017 | CAN_BC_Vancouver.Intl.AP.718920_CWEC2016.epw | Electricity | NECB_Default | NECB_Default | NECB_Default | NECB_Default | NECB_Default | NECB_Default | NECB_Default | NECB_Default | NECB_Default | NECB_Default | NECB_Default | NECB_Default | NECB_Default | NECB_Default | NECB_Default | NECB_Default | NECB_Default | NECB_Default | NECB_Default | NECB_Default | NECB_Default | NECB_Default | NECB_Default | NECB_Default | NECB_Default | NECB_Default | NECB_Default | aws_batch | 834599497928 | [5 empty] | baseline-2021-03-24 | 6a87033d-ede6-4783-acf8-880bd0e50e61 | TRUE | TRUE | 86aeaaed-e226-47fb-b700-b958ca14e48f |  | 232.34 | 444.7457 | 40 | QuickServiceRestaurant |  |  | 0 | QuickServiceRestaurant | 1 |  | 1 | NECB2017 | 0.46263 | 961.3389 | 236.791 | 13.1478 | 60.2688 | 51.6237 | 707.1679 | 345.3367 | VANCOUVER | BRITISH COLUMBIA | 2.3453 | 0 | 0 | 2.3453 | 23.4205 | 0 | 0 | 23.4205 | 0 | 0.03964 | 0 | 0 | 0.82758 | 0.13364 | 0.029267 | 0.2016 | 0.10696 | 0.20806 | 0 | 0 | 0.82758 | 0.10842 | 80.5434 | 0 | Electricity | 40 | 0.757 | [5 empty] | 0.193 | 0.315 | 2.1 |  | 0 | Vancouver Intl AP | CAN | 42 | 2797 | 49.195 | -123.184 | 4 | 2800 | BC | CAN_BC_Vancouver.Intl.AP.718920_CWEC2016.epw | 0 | 0.068919 | 0.0039544 | 25.19 | 0 | 17.4284 | 0.33814 | 0.019402 | 123.59 | 0.1 | 2021-03-24 15:15:31 +0000 | eef80c06 | 0.2.11 | :adv_dx_units: NECB_Default :analysis_id: 6a87033d-ede6-4783-acf8-880bd0e50e61 :analysis_name: baseline-2021-03-24 :boiler_eff: NECB_Default :btap_batch_version: 1.0.002 :building_type: QuickServiceRestaurant :compute_environment: aws_batch :datapoint_id: 86aeaaed-e226-47fb-b700-b958ca14e48f :daylighting_type: NECB_Default :dcv_type: NECB_Default :door_construction_cond: NECB_Default :ecm_system_name: NECB_Default :enable_costing: true :epw_file: CAN_BC_Vancouver.Intl.AP.718920_CWEC2016.epw :erv_package: NECB_Default :ext_floor_cond: NECB_Default :ext_roof_cond: NECB_Default :ext_wall_cond: NECB_Default :fdwr_set: NECB_Default :fixed_wind_solar_trans: NECB_Default :fixed_window_cond: NECB_Default :furnace_eff: NECB_Default :glass_door_cond: NECB_Default :glass_door_solar_trans: NECB_Default :ground_floor_cond: NECB_Default :ground_roof_cond: NECB_Default :ground_wall_cond: NECB_Default :lights_scale: NECB_Default :lights_type: NECB_Default :overhead_door_cond: NECB_Default :primary_heating_fuel: Electricity :pv_ground_azimuth_angle: NECB_Default :pv_ground_module_description: NECB_Default :pv_ground_tilt_angle: NECB_Default :pv_ground_total_area_pv_panels_m2: NECB_Default :pv_ground_type: NECB_Default :rotation_degrees: NECB_Default :run_annual_simulation: true :s3_bucket: '834599497928' :scale_x: NECB_Default :scale_y: NECB_Default :scale_z: NECB_Default :shw_eff: NECB_Default :skylight_cond: NECB_Default :skylight_solar_trans: NECB_Default :srr_set: NECB_Default :template: NECB2017 | 0 | TRUE | 993.5318 |  | https://s3.console.aws.amazon.com/s3/buckets/834599497928?region=ca-central-1&prefix=sara.gilani/baseline-2021-03-24/6a87033d-ede6-4783-acf8-880bd0e50e61/output/86aeaaed-e226-47fb-b700-b958ca14e48f/ | 1.0.002 | 0 | 0 |  | 0 | 0 | tier_1 | 0
331 | 0 |  | NECB_Default | NECB_Default | NECB_Default | NECB_Default | NECB_Default | NECB_Default | NECB_Default | NECB_Default | FullServiceRestaurant | NECB2017 | CAN_AB_Edmonton.Intl.AP.711230_CWEC2016.epw | Electricity | NECB_Default | NECB_Default | NECB_Default | NECB_Default | NECB_Default | NECB_Default | NECB_Default | NECB_Default | NECB_Default | NECB_Default | NECB_Default | NECB_Default | NECB_Default | NECB_Default | NECB_Default | NECB_Default | NECB_Default | NECB_Default | NECB_Default | NECB_Default | NECB_Default | NECB_Default | NECB_Default | NECB_Default | NECB_Default | NECB_Default | NECB_Default | aws_batch | 834599497928 | [5 empty] | baseline-2021-03-24 | 6a87033d-ede6-4783-acf8-880bd0e50e61 | TRUE | TRUE | 7b8054d4-4a96-4d30-9592-511de10b84a1 |  | 511.15 | 845.2233 | 32.5 | FullServiceRestaurant |  |  | 0 | FullServiceRestaurant | 1 |  | 1 | NECB2017 | 0.35452 | 2384.1067 | 235.299 | 11.8348 | 67.2031 | 33.1618 | 623.6823 | 276.1836 | EDMONTON | ALBERTA | 225.8161 | 0 | 0 | 225.8161 | 21.4027 | 0 | 0 | 21.4027 | 0 | 0.020268 | 0 | 0 | 1.029 | 0.1184 | 0.045525 | 0.4413 | 0.067182 | 0.16792 | 0 | 0 | 1.029 | 0.16837 | 196.6401 | 0 | Electricity | 32.5 | 0.757 | [5 empty] | 0.138 | 0.21 | 1.9 |  | 0 | Edmonton Intl AP | CAN | 23 | 5588 | 53.31 | -113.579 | 7a | 5120 | AB | CAN_AB_Edmonton.Intl.AP.711230_CWEC2016.epw | 0 | 0.23546 | 0.0053333 | 86.06 | 0 | 44.149 | 1.0279 | 0.023283 | 375.71 | 0.1 | 2021-03-24 15:15:24 +0000 | eef80c06 | 0.2.11 | :adv_dx_units: NECB_Default :analysis_id: 6a87033d-ede6-4783-acf8-880bd0e50e61 :analysis_name: baseline-2021-03-24 :boiler_eff: NECB_Default :btap_batch_version: 1.0.002 :building_type: FullServiceRestaurant :compute_environment: aws_batch :datapoint_id: 7b8054d4-4a96-4d30-9592-511de10b84a1 :daylighting_type: NECB_Default :dcv_type: NECB_Default :door_construction_cond: NECB_Default :ecm_system_name: NECB_Default :enable_costing: true :epw_file: CAN_AB_Edmonton.Intl.AP.711230_CWEC2016.epw :erv_package: NECB_Default :ext_floor_cond: NECB_Default :ext_roof_cond: NECB_Default :ext_wall_cond: NECB_Default :fdwr_set: NECB_Default :fixed_wind_solar_trans: NECB_Default :fixed_window_cond: NECB_Default :furnace_eff: NECB_Default :glass_door_cond: NECB_Default :glass_door_solar_trans: NECB_Default :ground_floor_cond: NECB_Default :ground_roof_cond: NECB_Default :ground_wall_cond: NECB_Default :lights_scale: NECB_Default :lights_type: NECB_Default :overhead_door_cond: NECB_Default :primary_heating_fuel: Electricity :pv_ground_azimuth_angle: NECB_Default :pv_ground_module_description: NECB_Default :pv_ground_tilt_angle: NECB_Default :pv_ground_total_area_pv_panels_m2: NECB_Default :pv_ground_type: NECB_Default :rotation_degrees: NECB_Default :run_annual_simulation: true :s3_bucket: '834599497928' :scale_x: NECB_Default :scale_y: NECB_Default :scale_z: NECB_Default :shw_eff: NECB_Default :skylight_cond: NECB_Default :skylight_solar_trans: NECB_Default :srr_set: NECB_Default :template: NECB2017 | 0 | TRUE | 991.686 |  | https://s3.console.aws.amazon.com/s3/buckets/834599497928?region=ca-central-1&prefix=sara.gilani/baseline-2021-03-24/6a87033d-ede6-4783-acf8-880bd0e50e61/output/7b8054d4-4a96-4d30-9592-511de10b84a1/ | 1.0.002 | 0 | 0 |  | 0 | 0 | tier_1 | 0
332 | 0 |  | NECB_Default | NECB_Default | NECB_Default | NECB_Default | NECB_Default | NECB_Default | NECB_Default | NECB_Default | FullServiceRestaurant | NECB2017 | CAN_AB_Calgary.Intl.AP.718770_CWEC2016.epw | NaturalGas | NECB_Default | NECB_Default | NECB_Default | NECB_Default | NECB_Default | NECB_Default | NECB_Default | NECB_Default | NECB_Default | NECB_Default | NECB_Default | NECB_Default | NECB_Default | NECB_Default | NECB_Default | NECB_Default | NECB_Default | NECB_Default | NECB_Default | NECB_Default | NECB_Default | NECB_Default | NECB_Default | NECB_Default | NECB_Default | NECB_Default | NECB_Default | aws_batch | 834599497928 | [5 empty] | baseline-2021-03-24 | 6a87033d-ede6-4783-acf8-880bd0e50e61 | TRUE | TRUE | bf13ea1a-7052-4a71-8450-90ba497154e6 |  | 511.15 | 845.2233 | 33.3 | FullServiceRestaurant |  |  | 0 | FullServiceRestaurant | 1 |  | 1 | NECB2017 | 0.35452 | 2384.1067 | 235.1698 | 67.8182 | 66.3671 | 18.9352 | 634.105 | 245.8148 | CALGARY | ALBERTA | 93.3215 | 34.1786 | 0 | 127.5001 | 8.8449 | 2.4383 | 0 | 11.2833 | 0 | 0.023476 | 0 | 0 | 0.42522 | 0.12073 | 0.045525 | 0.47199 | 0.067182 | 0.16792 | 0.67732 | 0.00039127 | 1.1025 | 0.20532 | 34.9481 | 210.7853 | Natural Gas | 33.3 | 0.757 | [5 empty] | 0.138 | 0.21 | 1.9 |  | 0 | Calgary Intl AP | CAN | 64 | 4781 | 51.114 | -114.02 | 7a | 5000 | AB | CAN_AB_Calgary.Intl.AP.718770_CWEC2016.epw | 0 | 0 | 0 | 0 | 104.95 | 44.149 | 1.0279 | 0.023283 | 375.71 | 0.1 | 2021-03-24 15:16:12 +0000 | eef80c06 | 0.2.11 | :adv_dx_units: NECB_Default :analysis_id: 6a87033d-ede6-4783-acf8-880bd0e50e61 :analysis_name: baseline-2021-03-24 :boiler_eff: NECB_Default :btap_batch_version: 1.0.002 :building_type: FullServiceRestaurant :compute_environment: aws_batch :datapoint_id: bf13ea1a-7052-4a71-8450-90ba497154e6 :daylighting_type: NECB_Default :dcv_type: NECB_Default :door_construction_cond: NECB_Default :ecm_system_name: NECB_Default :enable_costing: true :epw_file: CAN_AB_Calgary.Intl.AP.718770_CWEC2016.epw :erv_package: NECB_Default :ext_floor_cond: NECB_Default :ext_roof_cond: NECB_Default :ext_wall_cond: NECB_Default :fdwr_set: NECB_Default :fixed_wind_solar_trans: NECB_Default :fixed_window_cond: NECB_Default :furnace_eff: NECB_Default :glass_door_cond: NECB_Default :glass_door_solar_trans: NECB_Default :ground_floor_cond: NECB_Default :ground_roof_cond: NECB_Default :ground_wall_cond: NECB_Default :lights_scale: NECB_Default :lights_type: NECB_Default :overhead_door_cond: NECB_Default :primary_heating_fuel: NaturalGas :pv_ground_azimuth_angle: NECB_Default :pv_ground_module_description: NECB_Default :pv_ground_tilt_angle: NECB_Default :pv_ground_total_area_pv_panels_m2: NECB_Default :pv_ground_type: NECB_Default :rotation_degrees: NECB_Default :run_annual_simulation: true :s3_bucket: '834599497928' :scale_x: NECB_Default :scale_y: NECB_Default :scale_z: NECB_Default :shw_eff: NECB_Default :skylight_cond: NECB_Default :skylight_solar_trans: NECB_Default :srr_set: NECB_Default :template: NECB2017 | 0 | TRUE | 991.6172 |  | https://s3.console.aws.amazon.com/s3/buckets/834599497928?region=ca-central-1&prefix=sara.gilani/baseline-2021-03-24/6a87033d-ede6-4783-acf8-880bd0e50e61/output/bf13ea1a-7052-4a71-8450-90ba497154e6/ | 1.0.002 | 0 | 0 |  | 0 | 0 | tier_1 | 0
333 | 0 |  | NECB_Default | NECB_Default | NECB_Default | NECB_Default | NECB_Default | NECB_Default | NECB_Default | NECB_Default | FullServiceRestaurant | NECB2017 | CAN_AB_Edmonton.Intl.AP.711230_CWEC2016.epw | NaturalGas | NECB_Default | NECB_Default | NECB_Default | NECB_Default | NECB_Default | NECB_Default | NECB_Default | NECB_Default | NECB_Default | NECB_Default | NECB_Default | NECB_Default | NECB_Default | NECB_Default | NECB_Default | NECB_Default | NECB_Default | NECB_Default | NECB_Default | NECB_Default | NECB_Default | NECB_Default | NECB_Default | NECB_Default | NECB_Default | NECB_Default | NECB_Default | aws_batch | 834599497928 | [5 empty] | baseline-2021-03-24 | 6a87033d-ede6-4783-acf8-880bd0e50e61 | TRUE | TRUE | 5e46c9ad-db34-491b-960f-4572a7f94e98 |  | 511.15 | 845.2233 | 32.5 | FullServiceRestaurant |  |  | 0 | FullServiceRestaurant | 1 |  | 1 | NECB2017 | 0.35452 | 2384.1067 | 235.299 | 67.8856 | 67.2031 | 18.9304 | 631.5573 | 242.239 | EDMONTON | ALBERTA | 92.2095 | 43.1346 | 0 | 135.3442 | 8.7395 | 3.0773 | 0 | 11.8168 | 0 | 0.020503 | 0 | 0 | 0.42015 | 0.11846 | 0.045525 | 0.64087 | 0.067182 | 0.16792 | 0.85482 | 0.00056735 | 1.275 | 0.21395 | 34.4288 | 226.7238 | Natural Gas | 32.5 | 0.757 | [5 empty] | 0.138 | 0.21 | 1.9 |  | 0 | Edmonton Intl AP | CAN | 23 | 5588 | 53.31 | -113.579 | 7a | 5120 | AB | CAN_AB_Edmonton.Intl.AP.711230_CWEC2016.epw | 0 | 0 | 0 | 0 | 109.36 | 44.149 | 1.0279 | 0.023283 | 375.71 | 0.1 | 2021-03-24 15:16:04 +0000 | eef80c06 | 0.2.11 | :adv_dx_units: NECB_Default :analysis_id: 6a87033d-ede6-4783-acf8-880bd0e50e61 :analysis_name: baseline-2021-03-24 :boiler_eff: NECB_Default :btap_batch_version: 1.0.002 :building_type: FullServiceRestaurant :compute_environment: aws_batch :datapoint_id: 5e46c9ad-db34-491b-960f-4572a7f94e98 :daylighting_type: NECB_Default :dcv_type: NECB_Default :door_construction_cond: NECB_Default :ecm_system_name: NECB_Default :enable_costing: true :epw_file: CAN_AB_Edmonton.Intl.AP.711230_CWEC2016.epw :erv_package: NECB_Default :ext_floor_cond: NECB_Default :ext_roof_cond: NECB_Default :ext_wall_cond: NECB_Default :fdwr_set: NECB_Default :fixed_wind_solar_trans: NECB_Default :fixed_window_cond: NECB_Default :furnace_eff: NECB_Default :glass_door_cond: NECB_Default :glass_door_solar_trans: NECB_Default :ground_floor_cond: NECB_Default :ground_roof_cond: NECB_Default :ground_wall_cond: NECB_Default :lights_scale: NECB_Default :lights_type: NECB_Default :overhead_door_cond: NECB_Default :primary_heating_fuel: NaturalGas :pv_ground_azimuth_angle: NECB_Default :pv_ground_module_description: NECB_Default :pv_ground_tilt_angle: NECB_Default :pv_ground_total_area_pv_panels_m2: NECB_Default :pv_ground_type: NECB_Default :rotation_degrees: NECB_Default :run_annual_simulation: true :s3_bucket: '834599497928' :scale_x: NECB_Default :scale_y: NECB_Default :scale_z: NECB_Default :shw_eff: NECB_Default :skylight_cond: NECB_Default :skylight_solar_trans: NECB_Default :srr_set: NECB_Default :template: NECB2017 | 0 | TRUE | 992.7414 |  | https://s3.console.aws.amazon.com/s3/buckets/834599497928?region=ca-central-1&prefix=sara.gilani/baseline-2021-03-24/6a87033d-ede6-4783-acf8-880bd0e50e61/output/5e46c9ad-db34-491b-960f-4572a7f94e98/ | 1.0.002 | 0 | 0 |  | 0 | 0 | tier_1 | 0
334 | 0 |  | NECB_Default | NECB_Default | NECB_Default | NECB_Default | NECB_Default | NECB_Default | NECB_Default | NECB_Default | QuickServiceRestaurant | NECB2011 | CAN_YT_Whitehorse.Intl.AP.719640_CWEC2016.epw | NaturalGas | NECB_Default | NECB_Default | NECB_Default | NECB_Default | NECB_Default | NECB_Default | NECB_Default | NECB_Default | NECB_Default | NECB_Default | NECB_Default | NECB_Default | NECB_Default | NECB_Default | NECB_Default | NECB_Default | NECB_Default | NECB_Default | NECB_Default | NECB_Default | NECB_Default | NECB_Default | NECB_Default | NECB_Default | NECB_Default | NECB_Default | NECB_Default | aws_batch | 834599497928 | [5 empty] | baseline-2021-03-24 | 6a87033d-ede6-4783-acf8-880bd0e50e61 | TRUE | TRUE | 872d43d3-d70b-4faa-b615-7b1d48ca0aed |  | 232.34 | 444.7457 | 22.8 | QuickServiceRestaurant |  |  | 0 | QuickServiceRestaurant | 1 |  | 1 | NECB2011 | 0.46263 | 961.3389 | 195.4255 | 119.4069 | 59.5642 | 37.5853 | 693.5857 | 281.6036 | WHITEHORSE | YUKON | 7.726 | 79.5258 | 0 | 87.2518 | 17.6935 | 14.4954 | 0 | 32.1889 | 0 | 0.014074 | 0 | 0 | 0.49677 | 0.13364 | 0 | 1.4368 | 0.10696 | 0.24111 | 1.5982 | 0.00098993 | 2.095 | 0.16144 | 36.2765 | 273.0476 | Natural Gas | 22.8 | 0.757 | [5 empty] | 0.162 | 0.21 | 2.2 |  | 0 | Whitehorse Intl AP | CAN | 5 | 6491 | 60.709 | -135.069 | 7b | 6580 | YT | CAN_YT_Whitehorse.Intl.AP.719640_CWEC2016.epw | 0 | 0 | 0 | 0 | 37.51 | 17.4313 | 0.34213 | 0.019628 | 125.05 | 0.1 | 2021-03-24 15:16:03 +0000 | eef80c06 | 0.2.11 | :adv_dx_units: NECB_Default :analysis_id: 6a87033d-ede6-4783-acf8-880bd0e50e61 :analysis_name: baseline-2021-03-24 :boiler_eff: NECB_Default :btap_batch_version: 1.0.002 :building_type: QuickServiceRestaurant :compute_environment: aws_batch :datapoint_id: 872d43d3-d70b-4faa-b615-7b1d48ca0aed :daylighting_type: NECB_Default :dcv_type: NECB_Default :door_construction_cond: NECB_Default :ecm_system_name: NECB_Default :enable_costing: true :epw_file: CAN_YT_Whitehorse.Intl.AP.719640_CWEC2016.epw :erv_package: NECB_Default :ext_floor_cond: NECB_Default :ext_roof_cond: NECB_Default :ext_wall_cond: NECB_Default :fdwr_set: NECB_Default :fixed_wind_solar_trans: NECB_Default :fixed_window_cond: NECB_Default :furnace_eff: NECB_Default :glass_door_cond: NECB_Default :glass_door_solar_trans: NECB_Default :ground_floor_cond: NECB_Default :ground_roof_cond: NECB_Default :ground_wall_cond: NECB_Default :lights_scale: NECB_Default :lights_type: NECB_Default :overhead_door_cond: NECB_Default :primary_heating_fuel: NaturalGas :pv_ground_azimuth_angle: NECB_Default :pv_ground_module_description: NECB_Default :pv_ground_tilt_angle: NECB_Default :pv_ground_total_area_pv_panels_m2: NECB_Default :pv_ground_type: NECB_Default :rotation_degrees: NECB_Default :run_annual_simulation: true :s3_bucket: '834599497928' :scale_x: NECB_Default :scale_y: NECB_Default :scale_z: NECB_Default :shw_eff: NECB_Default :skylight_cond: NECB_Default :skylight_solar_trans: NECB_Default :srr_set: NECB_Default :template: NECB2011 | 0 | TRUE | 995.8721 |  | https://s3.console.aws.amazon.com/s3/buckets/834599497928?region=ca-central-1&prefix=sara.gilani/baseline-2021-03-24/6a87033d-ede6-4783-acf8-880bd0e50e61/output/872d43d3-d70b-4faa-b615-7b1d48ca0aed/ | 1.0.002 | 0 | 0 |  | 0 | 0 | tier_1 | 0
335 | 0 |  | NECB_Default | NECB_Default | NECB_Default | NECB_Default | NECB_Default | NECB_Default | NECB_Default | NECB_Default | FullServiceRestaurant | NECB2017 | CAN_QC_Montreal-Trudeau.Intl.AP.716270_CWEC2016.epw | Electricity | NECB_Default | NECB_Default | NECB_Default | NECB_Default | NECB_Default | NECB_Default | NECB_Default | NECB_Default | NECB_Default | NECB_Default | NECB_Default | NECB_Default | NECB_Default | NECB_Default | NECB_Default | NECB_Default | NECB_Default | NECB_Default | NECB_Default | NECB_Default | NECB_Default | NECB_Default | NECB_Default | NECB_Default | NECB_Default | NECB_Default | NECB_Default | aws_batch | 834599497928 | [5 empty] | baseline-2021-03-24 | 6a87033d-ede6-4783-acf8-880bd0e50e61 | TRUE | TRUE | e9eec7cf-f987-448f-adb1-7c65cd9a926d |  | 511.15 | 845.2233 | 37.3 | FullServiceRestaurant |  |  | 0 | FullServiceRestaurant | 1 |  | 1 | NECB2017 | 0.35452 | 2384.1067 | 236.3117 | 12.4691 | 62.0486 | 33.138 | 633.592 | 289.6246 | MONTREAL | QUEBEC | 0.38087 | 0 | 0 | 0.38087 | 24.2576 | 0 | 0 | 24.2576 | 0 | 0.053292 | 0 | 0 | 0.98006 | 0.11979 | 0.045525 | 0.37318 | 0.067182 | 0.16792 | 0 | 0 | 0.98006 | 0.15318 | 212.3208 | 0 | Electricity | 37.3 | 0.757 | [5 empty] | 0.156 | 0.247 | 1.9 |  | 0 | Montreal-Trudeau Intl AP | CAN | 323 | 4090 | 45.471 | -73.741 | 6 | 4400 | QC | CAN_QC_Montreal-Trudeau.Intl.AP.716270_CWEC2016.epw | 0 | 0.21423 | 0.0048524 | 78.3 | 0 | 44.149 | 1.0279 | 0.023283 | 375.71 | 0.1 | 2021-03-24 15:16:00 +0000 | eef80c06 | 0.2.11 | :adv_dx_units: NECB_Default :analysis_id: 6a87033d-ede6-4783-acf8-880bd0e50e61 :analysis_name: baseline-2021-03-24 :boiler_eff: NECB_Default :btap_batch_version: 1.0.002 :building_type: FullServiceRestaurant :compute_environment: aws_batch :datapoint_id: e9eec7cf-f987-448f-adb1-7c65cd9a926d :daylighting_type: NECB_Default :dcv_type: NECB_Default :door_construction_cond: NECB_Default :ecm_system_name: NECB_Default :enable_costing: true :epw_file: CAN_QC_Montreal-Trudeau.Intl.AP.716270_CWEC2016.epw :erv_package: NECB_Default :ext_floor_cond: NECB_Default :ext_roof_cond: NECB_Default :ext_wall_cond: NECB_Default :fdwr_set: NECB_Default :fixed_wind_solar_trans: NECB_Default :fixed_window_cond: NECB_Default :furnace_eff: NECB_Default :glass_door_cond: NECB_Default :glass_door_solar_trans: NECB_Default :ground_floor_cond: NECB_Default :ground_roof_cond: NECB_Default :ground_wall_cond: NECB_Default :lights_scale: NECB_Default :lights_type: NECB_Default :overhead_door_cond: NECB_Default :primary_heating_fuel: Electricity :pv_ground_azimuth_angle: NECB_Default :pv_ground_module_description: NECB_Default :pv_ground_tilt_angle: NECB_Default :pv_ground_total_area_pv_panels_m2: NECB_Default :pv_ground_type: NECB_Default :rotation_degrees: NECB_Default :run_annual_simulation: true :s3_bucket: '834599497928' :scale_x: NECB_Default :scale_y: NECB_Default :scale_z: NECB_Default :shw_eff: NECB_Default :skylight_cond: NECB_Default :skylight_solar_trans: NECB_Default :srr_set: NECB_Default :template: NECB2017 | 0 | TRUE | 993.4966 |  | https://s3.console.aws.amazon.com/s3/buckets/834599497928?region=ca-central-1&prefix=sara.gilani/baseline-2021-03-24/6a87033d-ede6-4783-acf8-880bd0e50e61/output/e9eec7cf-f987-448f-adb1-7c65cd9a926d/ | 1.0.002 | 0 | 0 |  | 0 | 0 | tier_1 | 0
336 | 0 |  | NECB_Default | NECB_Default | NECB_Default | NECB_Default | NECB_Default | NECB_Default | NECB_Default | NECB_Default | SecondarySchool | NECB2017 | CAN_AB_Edmonton.Intl.AP.711230_CWEC2016.epw | Electricity | NECB_Default | NECB_Default | NECB_Default | NECB_Default | NECB_Default | NECB_Default | NECB_Default | NECB_Default | NECB_Default | NECB_Default | NECB_Default | NECB_Default | NECB_Default | NECB_Default | NECB_Default | NECB_Default | NECB_Default | NECB_Default | NECB_Default | NECB_Default | NECB_Default | NECB_Default | NECB_Default | NECB_Default | NECB_Default | NECB_Default | NECB_Default | aws_batch | 834599497928 | [5 empty] | baseline-2021-03-24 | 6a87033d-ede6-4783-acf8-880bd0e50e61 | TRUE | TRUE | 02d8e204-e24f-4ec9-8d0c-d99c525e1541 |  | 19592 | 17870 | 32.5 | SecondarySchool |  |  | 2 | SecondarySchool | 2 |  | 2 | NECB2017 | 0.18768 | 95216 | 136.8253 | 8.5056 | 64.8954 | 8.6052 | 395.3796 | 176.5481 | EDMONTON | ALBERTA | 116.1246 | 0 | 0 | 116.1246 | 11.0062 | 0 | 0 | 11.0062 | 0 | 0.017117 | 0 | 0 | 0.52914 | 0.081372 | 0.012472 | 0.18038 | 0.035421 | 0.10909 | 0 | 0.0030232 | 0.52914 | 0.090272 | 124.1286 | 0 | Electricity | 32.5 | 0.757 | [5 empty] | 0.138 | 0.21 | 1.9 | 1.9 | 2 | Edmonton Intl AP | CAN | 23 | 5588 | 53.31 | -113.579 | 7a | 5120 | AB | CAN_AB_Edmonton.Intl.AP.711230_CWEC2016.epw | 0 | 4.8389 | 0.0012164 | 1768.61 | 0 | 3977.9111 | 22.3732 | 0.0056244 | 8177.42 | 0.1 | 2021-03-24 15:14:53 +0000 | eef80c06 | 0.2.11 | :adv_dx_units: NECB_Default :analysis_id: 6a87033d-ede6-4783-acf8-880bd0e50e61 :analysis_name: baseline-2021-03-24 :boiler_eff: NECB_Default :btap_batch_version: 1.0.002 :building_type: SecondarySchool :compute_environment: aws_batch :datapoint_id: 02d8e204-e24f-4ec9-8d0c-d99c525e1541 :daylighting_type: NECB_Default :dcv_type: NECB_Default :door_construction_cond: NECB_Default :ecm_system_name: NECB_Default :enable_costing: true :epw_file: CAN_AB_Edmonton.Intl.AP.711230_CWEC2016.epw :erv_package: NECB_Default :ext_floor_cond: NECB_Default :ext_roof_cond: NECB_Default :ext_wall_cond: NECB_Default :fdwr_set: NECB_Default :fixed_wind_solar_trans: NECB_Default :fixed_window_cond: NECB_Default :furnace_eff: NECB_Default :glass_door_cond: NECB_Default :glass_door_solar_trans: NECB_Default :ground_floor_cond: NECB_Default :ground_roof_cond: NECB_Default :ground_wall_cond: NECB_Default :lights_scale: NECB_Default :lights_type: NECB_Default :overhead_door_cond: NECB_Default :primary_heating_fuel: Electricity :pv_ground_azimuth_angle: NECB_Default :pv_ground_module_description: NECB_Default :pv_ground_tilt_angle: NECB_Default :pv_ground_total_area_pv_panels_m2: NECB_Default :pv_ground_type: NECB_Default :rotation_degrees: NECB_Default :run_annual_simulation: true :s3_bucket: '834599497928' :scale_x: NECB_Default :scale_y: NECB_Default :scale_z: NECB_Default :shw_eff: NECB_Default :skylight_cond: NECB_Default :skylight_solar_trans: NECB_Default :srr_set: NECB_Default :template: NECB2017 | 0 | TRUE | 1036.061 |  | https://s3.console.aws.amazon.com/s3/buckets/834599497928?region=ca-central-1&prefix=sara.gilani/baseline-2021-03-24/6a87033d-ede6-4783-acf8-880bd0e50e61/output/02d8e204-e24f-4ec9-8d0c-d99c525e1541/ | 1.0.002 | 0 | 0 |  | 0 | 0 | tier_1 | 0
337 | 0 |  | NECB_Default | NECB_Default | NECB_Default | NECB_Default | NECB_Default | NECB_Default | NECB_Default | NECB_Default | SecondarySchool | NECB2017 | CAN_AB_Edmonton.Intl.AP.711230_CWEC2016.epw | NaturalGas | NECB_Default | NECB_Default | NECB_Default | NECB_Default | NECB_Default | NECB_Default | NECB_Default | NECB_Default | NECB_Default | NECB_Default | NECB_Default | NECB_Default | NECB_Default | NECB_Default | NECB_Default | NECB_Default | NECB_Default | NECB_Default | NECB_Default | NECB_Default | NECB_Default | NECB_Default | NECB_Default | NECB_Default | NECB_Default | NECB_Default | NECB_Default | aws_batch | 834599497928 | [5 empty] | baseline-2021-03-24 | 6a87033d-ede6-4783-acf8-880bd0e50e61 | TRUE | TRUE | b7ced9d7-5dc3-4a43-8843-4e0c1d8c0108 |  | 19592 | 17870 | 32.5 | SecondarySchool |  |  | 2 | SecondarySchool | 2 |  | 2 | NECB2017 | 0.18768 | 95216 | 136.8253 | 21.8073 | 64.8954 | 7.136 | 380.5313 | 149.8673 | EDMONTON | ALBERTA | 57.0906 | 19.8055 | 0 | 76.896 | 5.411 | 1.4129 | 0 | 6.8239 | 0 | 0.017456 | 0 | 0 | 0.26014 | 0.08261 | 0.012458 | 0.26631 | 0.035421 | 0.10909 | 0.39248 | 0.003114 | 0.65263 | 0.12617 | 34.632 | 140.422 | Natural Gas | 32.5 | 0.757 | [5 empty] | 0.138 | 0.21 | 1.9 | 1.9 | 2 | Edmonton Intl AP | CAN | 23 | 5588 | 53.31 | -113.579 | 7a | 5120 | AB | CAN_AB_Edmonton.Intl.AP.711230_CWEC2016.epw | 0 | 0 | 0 | 0 | 2472 | 3977.9111 | 22.3732 | 0.0056244 | 8177.42 | 0.1 | 2021-03-24 15:14:41 +0000 | eef80c06 | 0.2.11 | :adv_dx_units: NECB_Default :analysis_id: 6a87033d-ede6-4783-acf8-880bd0e50e61 :analysis_name: baseline-2021-03-24 :boiler_eff: NECB_Default :btap_batch_version: 1.0.002 :building_type: SecondarySchool :compute_environment: aws_batch :datapoint_id: b7ced9d7-5dc3-4a43-8843-4e0c1d8c0108 :daylighting_type: NECB_Default :dcv_type: NECB_Default :door_construction_cond: NECB_Default :ecm_system_name: NECB_Default :enable_costing: true :epw_file: CAN_AB_Edmonton.Intl.AP.711230_CWEC2016.epw :erv_package: NECB_Default :ext_floor_cond: NECB_Default :ext_roof_cond: NECB_Default :ext_wall_cond: NECB_Default :fdwr_set: NECB_Default :fixed_wind_solar_trans: NECB_Default :fixed_window_cond: NECB_Default :furnace_eff: NECB_Default :glass_door_cond: NECB_Default :glass_door_solar_trans: NECB_Default :ground_floor_cond: NECB_Default :ground_roof_cond: NECB_Default :ground_wall_cond: NECB_Default :lights_scale: NECB_Default :lights_type: NECB_Default :overhead_door_cond: NECB_Default :primary_heating_fuel: NaturalGas :pv_ground_azimuth_angle: NECB_Default :pv_ground_module_description: NECB_Default :pv_ground_tilt_angle: NECB_Default :pv_ground_total_area_pv_panels_m2: NECB_Default :pv_ground_type: NECB_Default :rotation_degrees: NECB_Default :run_annual_simulation: true :s3_bucket: '834599497928' :scale_x: NECB_Default :scale_y: NECB_Default :scale_z: NECB_Default :shw_eff: NECB_Default :skylight_cond: NECB_Default :skylight_solar_trans: NECB_Default :srr_set: NECB_Default :template: NECB2017 | 0 | TRUE | 1036.158 |  | https://s3.console.aws.amazon.com/s3/buckets/834599497928?region=ca-central-1&prefix=sara.gilani/baseline-2021-03-24/6a87033d-ede6-4783-acf8-880bd0e50e61/output/b7ced9d7-5dc3-4a43-8843-4e0c1d8c0108/ | 1.0.002 | 0 | 0 |  | 0 | 0 | tier_1 | 0
338 | 0 |  | NECB_Default | NECB_Default | NECB_Default | NECB_Default | NECB_Default | NECB_Default | NECB_Default | NECB_Default | SecondarySchool | NECB2017 | CAN_YT_Whitehorse.Intl.AP.719640_CWEC2016.epw | NaturalGas | NECB_Default | NECB_Default | NECB_Default | NECB_Default | NECB_Default | NECB_Default | NECB_Default | NECB_Default | NECB_Default | NECB_Default | NECB_Default | NECB_Default | NECB_Default | NECB_Default | NECB_Default | NECB_Default | NECB_Default | NECB_Default | NECB_Default | NECB_Default | NECB_Default | NECB_Default | NECB_Default | NECB_Default | NECB_Default | NECB_Default | NECB_Default | aws_batch | 834599497928 | [5 empty] | baseline-2021-03-24 | 6a87033d-ede6-4783-acf8-880bd0e50e61 | TRUE | TRUE | beddf070-12c8-46e5-979d-4e37bc3bd818 |  | 19592 | 17870 | 22.8 | SecondarySchool |  |  | 2 | SecondarySchool | 2 |  | 2 | NECB2017 | 0.18768 | 95216 | 109.3441 | 18.8081 | 57.1066 | 6.7426 | 321.814 | 129.8125 | WHITEHORSE | YUKON | 3.6888 | 24.1862 | 0 | 27.875 | 8.4478 | 4.4085 | 0 | 12.8563 | 0 | 0.0053507 | 0 | 0 | 0.23717 | 0.070984 | 0.013207 | 0.35429 | 0.035421 | 0.10909 | 0.48605 | 0.0031166 | 0.72322 | 0.13176 | 28.7687 | 162.5862 | Natural Gas | 22.8 | 0.757 | [5 empty] | 0.138 | 0.21 | 1.9 | 1.9 | 2 | Whitehorse Intl AP | CAN | 5 | 6491 | 60.709 | -135.069 | 7b | 6580 | YT | CAN_YT_Whitehorse.Intl.AP.719640_CWEC2016.epw | 0 | 0 | 0 | 0 | 2581.4 | 3977.9111 | 22.3732 | 0.0056244 | 8177.42 | 0.1 | 2021-03-24 15:14:57 +0000 | eef80c06 | 0.2.11 | :adv_dx_units: NECB_Default :analysis_id: 6a87033d-ede6-4783-acf8-880bd0e50e61 :analysis_name: baseline-2021-03-24 :boiler_eff: NECB_Default :btap_batch_version: 1.0.002 :building_type: SecondarySchool :compute_environment: aws_batch :datapoint_id: beddf070-12c8-46e5-979d-4e37bc3bd818 :daylighting_type: NECB_Default :dcv_type: NECB_Default :door_construction_cond: NECB_Default :ecm_system_name: NECB_Default :enable_costing: true :epw_file: CAN_YT_Whitehorse.Intl.AP.719640_CWEC2016.epw :erv_package: NECB_Default :ext_floor_cond: NECB_Default :ext_roof_cond: NECB_Default :ext_wall_cond: NECB_Default :fdwr_set: NECB_Default :fixed_wind_solar_trans: NECB_Default :fixed_window_cond: NECB_Default :furnace_eff: NECB_Default :glass_door_cond: NECB_Default :glass_door_solar_trans: NECB_Default :ground_floor_cond: NECB_Default :ground_roof_cond: NECB_Default :ground_wall_cond: NECB_Default :lights_scale: NECB_Default :lights_type: NECB_Default :overhead_door_cond: NECB_Default :primary_heating_fuel: NaturalGas :pv_ground_azimuth_angle: NECB_Default :pv_ground_module_description: NECB_Default :pv_ground_tilt_angle: NECB_Default :pv_ground_total_area_pv_panels_m2: NECB_Default :pv_ground_type: NECB_Default :rotation_degrees: NECB_Default :run_annual_simulation: true :s3_bucket: '834599497928' :scale_x: NECB_Default :scale_y: NECB_Default :scale_z: NECB_Default :shw_eff: NECB_Default :skylight_cond: NECB_Default :skylight_solar_trans: NECB_Default :srr_set: NECB_Default :template: NECB2017 | 0 | TRUE | 1036.6029 |  | https://s3.console.aws.amazon.com/s3/buckets/834599497928?region=ca-central-1&prefix=sara.gilani/baseline-2021-03-24/6a87033d-ede6-4783-acf8-880bd0e50e61/output/beddf070-12c8-46e5-979d-4e37bc3bd818/ | 1.0.002 | 0 | 0 |  | 0 | 0 | tier_1 | 0
339 | 0 |  | NECB_Default | NECB_Default | NECB_Default | NECB_Default | NECB_Default | NECB_Default | NECB_Default | NECB_Default | SecondarySchool | NECB2017 | CAN_AB_Calgary.Intl.AP.718770_CWEC2016.epw | NaturalGas | NECB_Default | NECB_Default | NECB_Default | NECB_Default | NECB_Default | NECB_Default | NECB_Default | NECB_Default | NECB_Default | NECB_Default | NECB_Default | NECB_Default | NECB_Default | NECB_Default | NECB_Default | NECB_Default | NECB_Default | NECB_Default | NECB_Default | NECB_Default | NECB_Default | NECB_Default | NECB_Default | NECB_Default | NECB_Default | NECB_Default | NECB_Default | aws_batch | 834599497928 | [5 empty] | baseline-2021-03-24 | 6a87033d-ede6-4783-acf8-880bd0e50e61 | TRUE | TRUE | c12142a7-ceeb-4aae-823d-b006f20ddee5 |  | 19592 | 17870 | 33.3 | SecondarySchool |  |  | 2 | SecondarySchool | 2 |  | 2 | NECB2017 | 0.18768 | 95216 | 136.5006 | 21.1068 | 64.1069 | 7.136 | 379.2056 | 150.3553 | CALGARY | ALBERTA | 58.2921 | 15.9705 | 0 | 74.2626 | 5.5249 | 1.1394 | 0 | 6.6642 | 0 | 0.019721 | 0 | 0 | 0.26562 | 0.086782 | 0.01151 | 0.19545 | 0.035421 | 0.10909 | 0.31649 | 0.0030987 | 0.58211 | 0.12103 | 34.9357 | 80.2061 | Natural Gas | 33.3 | 0.757 | [5 empty] | 0.138 | 0.21 | 1.9 | 1.9 | 2 | Calgary Intl AP | CAN | 64 | 4781 | 51.114 | -114.02 | 7a | 5000 | AB | CAN_AB_Calgary.Intl.AP.718770_CWEC2016.epw | 0 | 0 | 0 | 0 | 2371.26 | 3977.9111 | 22.3732 | 0.0056244 | 8177.42 | 0.1 | 2021-03-24 15:15:13 +0000 | eef80c06 | 0.2.11 | :adv_dx_units: NECB_Default :analysis_id: 6a87033d-ede6-4783-acf8-880bd0e50e61 :analysis_name: baseline-2021-03-24 :boiler_eff: NECB_Default :btap_batch_version: 1.0.002 :building_type: SecondarySchool :compute_environment: aws_batch :datapoint_id: c12142a7-ceeb-4aae-823d-b006f20ddee5 :daylighting_type: NECB_Default :dcv_type: NECB_Default :door_construction_cond: NECB_Default :ecm_system_name: NECB_Default :enable_costing: true :epw_file: CAN_AB_Calgary.Intl.AP.718770_CWEC2016.epw :erv_package: NECB_Default :ext_floor_cond: NECB_Default :ext_roof_cond: NECB_Default :ext_wall_cond: NECB_Default :fdwr_set: NECB_Default :fixed_wind_solar_trans: NECB_Default :fixed_window_cond: NECB_Default :furnace_eff: NECB_Default :glass_door_cond: NECB_Default :glass_door_solar_trans: NECB_Default :ground_floor_cond: NECB_Default :ground_roof_cond: NECB_Default :ground_wall_cond: NECB_Default :lights_scale: NECB_Default :lights_type: NECB_Default :overhead_door_cond: NECB_Default :primary_heating_fuel: NaturalGas :pv_ground_azimuth_angle: NECB_Default :pv_ground_module_description: NECB_Default :pv_ground_tilt_angle: NECB_Default :pv_ground_total_area_pv_panels_m2: NECB_Default :pv_ground_type: NECB_Default :rotation_degrees: NECB_Default :run_annual_simulation: true :s3_bucket: '834599497928' :scale_x: NECB_Default :scale_y: NECB_Default :scale_z: NECB_Default :shw_eff: NECB_Default :skylight_cond: NECB_Default :skylight_solar_trans: NECB_Default :srr_set: NECB_Default :template: NECB2017 | 0 | TRUE | 1038.9545 |  | https://s3.console.aws.amazon.com/s3/buckets/834599497928?region=ca-central-1&prefix=sara.gilani/baseline-2021-03-24/6a87033d-ede6-4783-acf8-880bd0e50e61/output/c12142a7-ceeb-4aae-823d-b006f20ddee5/ | 1.0.002 | 0 | 0 |  | 0 | 0 | tier_1 | 0
340 | 0 |  | NECB_Default | NECB_Default | NECB_Default | NECB_Default | NECB_Default | NECB_Default | NECB_Default | NECB_Default | FullServiceRestaurant | NECB2017 | CAN_ON_Toronto.Pearson.Intl.AP.716240_CWEC2016.epw | NaturalGas | NECB_Default | NECB_Default | NECB_Default | NECB_Default | NECB_Default | NECB_Default | NECB_Default | NECB_Default | NECB_Default | NECB_Default | NECB_Default | NECB_Default | NECB_Default | NECB_Default | NECB_Default | NECB_Default | NECB_Default | NECB_Default | NECB_Default | NECB_Default | NECB_Default | NECB_Default | NECB_Default | NECB_Default | NECB_Default | NECB_Default | NECB_Default | aws_batch | 834599497928 | [5 empty] | baseline-2021-03-24 | 6a87033d-ede6-4783-acf8-880bd0e50e61 | TRUE | TRUE | 4330fb46-ce68-4266-a2a5-13106c10258e |  | 511.15 | 845.2233 | 40 | FullServiceRestaurant |  |  | 0 | FullServiceRestaurant | 1 |  | 1 | NECB2017 | 0.35452 | 2384.1067 | 252.673 | 69.6792 | 66.6984 | 19.1711 | 669.5188 | 261.2971 | TORONTO | ONTARIO | 2.5764 | 31.1462 | 0 | 33.7226 | 20.6416 | 5.4957 | 0 | 26.1373 | 0 | 0.060139 | 0 | 0 | 0.46384 | 0.12265 | 0.045525 | 0.44001 | 0.067182 | 0.16792 | 0.63025 | 0.0004304 | 1.0941 | 0.19024 | 45.2767 | 134.6119 | Natural Gas | 40 | 0.757 | [5 empty] | 0.156 | 0.278 | 1.9 |  | 0 | Toronto Pearson Intl AP | CAN | 382 | 3615 | 43.677 | -79.631 | 5 | 3890 | ON | CAN_ON_Toronto.Pearson.Intl.AP.716240_CWEC2016.epw | 0 | 0 | 0 | 0 | 97.24 | 44.149 | 1.0279 | 0.023283 | 375.71 | 0.1 | 2021-03-24 15:16:05 +0000 | eef80c06 | 0.2.11 | :adv_dx_units: NECB_Default :analysis_id: 6a87033d-ede6-4783-acf8-880bd0e50e61 :analysis_name: baseline-2021-03-24 :boiler_eff: NECB_Default :btap_batch_version: 1.0.002 :building_type: FullServiceRestaurant :compute_environment: aws_batch :datapoint_id: 4330fb46-ce68-4266-a2a5-13106c10258e :daylighting_type: NECB_Default :dcv_type: NECB_Default :door_construction_cond: NECB_Default :ecm_system_name: NECB_Default :enable_costing: true :epw_file: CAN_ON_Toronto.Pearson.Intl.AP.716240_CWEC2016.epw :erv_package: NECB_Default :ext_floor_cond: NECB_Default :ext_roof_cond: NECB_Default :ext_wall_cond: NECB_Default :fdwr_set: NECB_Default :fixed_wind_solar_trans: NECB_Default :fixed_window_cond: NECB_Default :furnace_eff: NECB_Default :glass_door_cond: NECB_Default :glass_door_solar_trans: NECB_Default :ground_floor_cond: NECB_Default :ground_roof_cond: NECB_Default :ground_wall_cond: NECB_Default :lights_scale: NECB_Default :lights_type: NECB_Default :overhead_door_cond: NECB_Default :primary_heating_fuel: NaturalGas :pv_ground_azimuth_angle: NECB_Default :pv_ground_module_description: NECB_Default :pv_ground_tilt_angle: NECB_Default :pv_ground_total_area_pv_panels_m2: NECB_Default :pv_ground_type: NECB_Default :rotation_degrees: NECB_Default :run_annual_simulation: true :s3_bucket: '834599497928' :scale_x: NECB_Default :scale_y: NECB_Default :scale_z: NECB_Default :shw_eff: NECB_Default :skylight_cond: NECB_Default :skylight_solar_trans: NECB_Default :srr_set: NECB_Default :template: NECB2017 | 0 | TRUE | 666.0321 |  | https://s3.console.aws.amazon.com/s3/buckets/834599497928?region=ca-central-1&prefix=sara.gilani/baseline-2021-03-24/6a87033d-ede6-4783-acf8-880bd0e50e61/output/4330fb46-ce68-4266-a2a5-13106c10258e/ | 1.0.002 | 0 | 0 |  | 0 | 0 | tier_1 | 0
341 | 0 |  | NECB_Default | NECB_Default | NECB_Default | NECB_Default | NECB_Default | NECB_Default | NECB_Default | NECB_Default | FullServiceRestaurant | NECB2017 | CAN_ON_Toronto.Pearson.Intl.AP.716240_CWEC2016.epw | Electricity | NECB_Default | NECB_Default | NECB_Default | NECB_Default | NECB_Default | NECB_Default | NECB_Default | NECB_Default | NECB_Default | NECB_Default | NECB_Default | NECB_Default | NECB_Default | NECB_Default | NECB_Default | NECB_Default | NECB_Default | NECB_Default | NECB_Default | NECB_Default | NECB_Default | NECB_Default | NECB_Default | NECB_Default | NECB_Default | NECB_Default | NECB_Default | aws_batch | 834599497928 | [5 empty] | baseline-2021-03-24 | 6a87033d-ede6-4783-acf8-880bd0e50e61 | TRUE | TRUE | b6cfe85c-6559-4bd7-b4bb-53c5db95e528 |  | 511.15 | 845.2233 | 40 | FullServiceRestaurant |  |  | 0 | FullServiceRestaurant | 1 |  | 1 | NECB2017 | 0.35452 | 2384.1067 | 252.673 | 12.394 | 66.6984 | 33.2536 | 660.1259 | 295.1068 | TORONTO | ONTARIO | 5.0634 | 0 | 0 | 5.0634 | 40.5676 | 0 | 0 | 40.5676 | 0 | 0.059395 | 0 | 0 | 0.91165 | 0.12239 | 0.045525 | 0.30054 | 0.067182 | 0.16792 | 0 | 0 | 0.91165 | 0.1487 | 119.1872 | 0 | Electricity | 40 | 0.757 | [5 empty] | 0.156 | 0.278 | 1.9 |  | 0 | Toronto Pearson Intl AP | CAN | 382 | 3615 | 43.677 | -79.631 | 5 | 3890 | ON | CAN_ON_Toronto.Pearson.Intl.AP.716240_CWEC2016.epw | 0 | 0.20796 | 0.0047105 | 76.01 | 0 | 44.149 | 1.0279 | 0.023283 | 375.71 | 0.1 | 2021-03-24 15:16:10 +0000 | eef80c06 | 0.2.11 | :adv_dx_units: NECB_Default :analysis_id: 6a87033d-ede6-4783-acf8-880bd0e50e61 :analysis_name: baseline-2021-03-24 :boiler_eff: NECB_Default :btap_batch_version: 1.0.002 :building_type: FullServiceRestaurant :compute_environment: aws_batch :datapoint_id: b6cfe85c-6559-4bd7-b4bb-53c5db95e528 :daylighting_type: NECB_Default :dcv_type: NECB_Default :door_construction_cond: NECB_Default :ecm_system_name: NECB_Default :enable_costing: true :epw_file: CAN_ON_Toronto.Pearson.Intl.AP.716240_CWEC2016.epw :erv_package: NECB_Default :ext_floor_cond: NECB_Default :ext_roof_cond: NECB_Default :ext_wall_cond: NECB_Default :fdwr_set: NECB_Default :fixed_wind_solar_trans: NECB_Default :fixed_window_cond: NECB_Default :furnace_eff: NECB_Default :glass_door_cond: NECB_Default :glass_door_solar_trans: NECB_Default :ground_floor_cond: NECB_Default :ground_roof_cond: NECB_Default :ground_wall_cond: NECB_Default :lights_scale: NECB_Default :lights_type: NECB_Default :overhead_door_cond: NECB_Default :primary_heating_fuel: Electricity :pv_ground_azimuth_angle: NECB_Default :pv_ground_module_description: NECB_Default :pv_ground_tilt_angle: NECB_Default :pv_ground_total_area_pv_panels_m2: NECB_Default :pv_ground_type: NECB_Default :rotation_degrees: NECB_Default :run_annual_simulation: true :s3_bucket: '834599497928' :scale_x: NECB_Default :scale_y: NECB_Default :scale_z: NECB_Default :shw_eff: NECB_Default :skylight_cond: NECB_Default :skylight_solar_trans: NECB_Default :srr_set: NECB_Default :template: NECB2017 | 0 | TRUE | 667.6293 |  | https://s3.console.aws.amazon.com/s3/buckets/834599497928?region=ca-central-1&prefix=sara.gilani/baseline-2021-03-24/6a87033d-ede6-4783-acf8-880bd0e50e61/output/b6cfe85c-6559-4bd7-b4bb-53c5db95e528/ | 1.0.002 | 0 | 0 |  | 0 | 0 | tier_1 | 0
342 | 0 |  | NECB_Default | NECB_Default | NECB_Default | NECB_Default | NECB_Default | NECB_Default | NECB_Default | NECB_Default | FullServiceRestaurant | NECB2017 | CAN_YT_Whitehorse.Intl.AP.719640_CWEC2016.epw | Electricity | NECB_Default | NECB_Default | NECB_Default | NECB_Default | NECB_Default | NECB_Default | NECB_Default | NECB_Default | NECB_Default | NECB_Default | NECB_Default | NECB_Default | NECB_Default | NECB_Default | NECB_Default | NECB_Default | NECB_Default | NECB_Default | NECB_Default | NECB_Default | NECB_Default | NECB_Default | NECB_Default | NECB_Default | NECB_Default | NECB_Default | NECB_Default | aws_batch | 834599497928 | [5 empty] | baseline-2021-03-24 | 6a87033d-ede6-4783-acf8-880bd0e50e61 | TRUE | TRUE | c0151ddd-fd4d-4019-b5e0-f243c156c63e |  | 511.15 | 845.2233 | 22.8 | FullServiceRestaurant |  |  | 0 | FullServiceRestaurant | 1 |  | 1 | NECB2017 | 0.35452 | 2384.1067 | 183.8239 | 9.884 | 59.5638 | 32.2612 | 545.2835 | 259.7505 | WHITEHORSE | YUKON | 18.1304 | 0 | 0 | 18.1304 | 41.521 | 0 | 0 | 41.521 | 0 | 0.0075907 | 0 | 0 | 1.1656 | 0.11249 | 0.045525 | 0.5891 | 0.067182 | 0.16792 | 0 | 0 | 1.1656 | 0.17584 | 248.5672 | 0 | Electricity | 22.8 | 0.757 | [5 empty] | 0.138 | 0.21 | 1.9 |  | 0 | Whitehorse Intl AP | CAN | 5 | 6491 | 60.709 | -135.069 | 7b | 6580 | YT | CAN_YT_Whitehorse.Intl.AP.719640_CWEC2016.epw | 0 | 0.24591 | 0.00557 | 89.88 | 0 | 44.149 | 1.0279 | 0.023283 | 375.71 | 0.1 | 2021-03-24 15:16:09 +0000 | eef80c06 | 0.2.11 | :adv_dx_units: NECB_Default :analysis_id: 6a87033d-ede6-4783-acf8-880bd0e50e61 :analysis_name: baseline-2021-03-24 :boiler_eff: NECB_Default :btap_batch_version: 1.0.002 :building_type: FullServiceRestaurant :compute_environment: aws_batch :datapoint_id: c0151ddd-fd4d-4019-b5e0-f243c156c63e :daylighting_type: NECB_Default :dcv_type: NECB_Default :door_construction_cond: NECB_Default :ecm_system_name: NECB_Default :enable_costing: true :epw_file: CAN_YT_Whitehorse.Intl.AP.719640_CWEC2016.epw :erv_package: NECB_Default :ext_floor_cond: NECB_Default :ext_roof_cond: NECB_Default :ext_wall_cond: NECB_Default :fdwr_set: NECB_Default :fixed_wind_solar_trans: NECB_Default :fixed_window_cond: NECB_Default :furnace_eff: NECB_Default :glass_door_cond: NECB_Default :glass_door_solar_trans: NECB_Default :ground_floor_cond: NECB_Default :ground_roof_cond: NECB_Default :ground_wall_cond: NECB_Default :lights_scale: NECB_Default :lights_type: NECB_Default :overhead_door_cond: NECB_Default :primary_heating_fuel: Electricity :pv_ground_azimuth_angle: NECB_Default :pv_ground_module_description: NECB_Default :pv_ground_tilt_angle: NECB_Default :pv_ground_total_area_pv_panels_m2: NECB_Default :pv_ground_type: NECB_Default :rotation_degrees: NECB_Default :run_annual_simulation: true :s3_bucket: '834599497928' :scale_x: NECB_Default :scale_y: NECB_Default :scale_z: NECB_Default :shw_eff: NECB_Default :skylight_cond: NECB_Default :skylight_solar_trans: NECB_Default :srr_set: NECB_Default :template: NECB2017 | 0 | TRUE | 668.9058 |  | https://s3.console.aws.amazon.com/s3/buckets/834599497928?region=ca-central-1&prefix=sara.gilani/baseline-2021-03-24/6a87033d-ede6-4783-acf8-880bd0e50e61/output/c0151ddd-fd4d-4019-b5e0-f243c156c63e/ | 1.0.002 | 0 | 0 |  | 0 | 0 | tier_1 | 0
343 | 0 |  | NECB_Default | NECB_Default | NECB_Default | NECB_Default | NECB_Default | NECB_Default | NECB_Default | NECB_Default | FullServiceRestaurant | NECB2017 | CAN_YT_Whitehorse.Intl.AP.719640_CWEC2016.epw | NaturalGas | NECB_Default | NECB_Default | NECB_Default | NECB_Default | NECB_Default | NECB_Default | NECB_Default | NECB_Default | NECB_Default | NECB_Default | NECB_Default | NECB_Default | NECB_Default | NECB_Default | NECB_Default | NECB_Default | NECB_Default | NECB_Default | NECB_Default | NECB_Default | NECB_Default | NECB_Default | NECB_Default | NECB_Default | NECB_Default | NECB_Default | NECB_Default | aws_batch | 834599497928 | [5 empty] | baseline-2021-03-24 | 6a87033d-ede6-4783-acf8-880bd0e50e61 | TRUE | TRUE | 1b150c98-0dae-4c72-ade9-8696b339b871 |  | 511.15 | 845.2233 | 22.8 | FullServiceRestaurant |  |  | 0 | FullServiceRestaurant | 1 |  | 1 | NECB2017 | 0.35452 | 2384.1067 | 183.8239 | 61.5985 | 59.5638 | 17.8976 | 546.6221 | 223.7383 | WHITEHORSE | YUKON | 6.2495 | 52.9116 | 0 | 59.1611 | 14.3121 | 9.6444 | 0 | 23.9565 | 0 | 0.0076494 | 0 | 0 | 0.40178 | 0.11298 | 0.045525 | 0.8404 | 0.067182 | 0.16792 | 1.0633 | 0.00052822 | 1.4651 | 0.22293 | 30.1537 | 291.5278 | Natural Gas | 22.8 | 0.757 | [5 empty] | 0.138 | 0.21 | 1.9 |  | 0 | Whitehorse Intl AP | CAN | 5 | 6491 | 60.709 | -135.069 | 7b | 6580 | YT | CAN_YT_Whitehorse.Intl.AP.719640_CWEC2016.epw | 0 | 0 | 0 | 0 | 113.95 | 44.149 | 1.0279 | 0.023283 | 375.71 | 0.1 | 2021-03-24 15:16:16 +0000 | eef80c06 | 0.2.11 | :adv_dx_units: NECB_Default :analysis_id: 6a87033d-ede6-4783-acf8-880bd0e50e61 :analysis_name: baseline-2021-03-24 :boiler_eff: NECB_Default :btap_batch_version: 1.0.002 :building_type: FullServiceRestaurant :compute_environment: aws_batch :datapoint_id: 1b150c98-0dae-4c72-ade9-8696b339b871 :daylighting_type: NECB_Default :dcv_type: NECB_Default :door_construction_cond: NECB_Default :ecm_system_name: NECB_Default :enable_costing: true :epw_file: CAN_YT_Whitehorse.Intl.AP.719640_CWEC2016.epw :erv_package: NECB_Default :ext_floor_cond: NECB_Default :ext_roof_cond: NECB_Default :ext_wall_cond: NECB_Default :fdwr_set: NECB_Default :fixed_wind_solar_trans: NECB_Default :fixed_window_cond: NECB_Default :furnace_eff: NECB_Default :glass_door_cond: NECB_Default :glass_door_solar_trans: NECB_Default :ground_floor_cond: NECB_Default :ground_roof_cond: NECB_Default :ground_wall_cond: NECB_Default :lights_scale: NECB_Default :lights_type: NECB_Default :overhead_door_cond: NECB_Default :primary_heating_fuel: NaturalGas :pv_ground_azimuth_angle: NECB_Default :pv_ground_module_description: NECB_Default :pv_ground_tilt_angle: NECB_Default :pv_ground_total_area_pv_panels_m2: NECB_Default :pv_ground_type: NECB_Default :rotation_degrees: NECB_Default :run_annual_simulation: true :s3_bucket: '834599497928' :scale_x: NECB_Default :scale_y: NECB_Default :scale_z: NECB_Default :shw_eff: NECB_Default :skylight_cond: NECB_Default :skylight_solar_trans: NECB_Default :srr_set: NECB_Default :template: NECB2017 | 0 | TRUE | 668.7044 |  | https://s3.console.aws.amazon.com/s3/buckets/834599497928?region=ca-central-1&prefix=sara.gilani/baseline-2021-03-24/6a87033d-ede6-4783-acf8-880bd0e50e61/output/1b150c98-0dae-4c72-ade9-8696b339b871/ | 1.0.002 | 0 | 0 |  | 0 | 0 | tier_1 | 0
344 | 0 |  | NECB_Default | NECB_Default | NECB_Default | NECB_Default | NECB_Default | NECB_Default | NECB_Default | NECB_Default | LargeOffice | NECB2017 | CAN_QC_Montreal-Trudeau.Intl.AP.716270_CWEC2016.epw | NaturalGas | NECB_Default | NECB_Default | NECB_Default | NECB_Default | NECB_Default | NECB_Default | NECB_Default | NECB_Default | NECB_Default | NECB_Default | NECB_Default | NECB_Default | NECB_Default | NECB_Default | NECB_Default | NECB_Default | NECB_Default | NECB_Default | NECB_Default | NECB_Default | NECB_Default | NECB_Default | NECB_Default | NECB_Default | NECB_Default | NECB_Default | NECB_Default | aws_batch | 834599497928 | [5 empty] | baseline-2021-03-24 | 6a87033d-ede6-4783-acf8-880bd0e50e61 | TRUE | TRUE | 44ae1b18-c255-41b7-8e7b-3951aeab4ec6 |  | 46320.38 | 15152.6411 | 37.3 | LargeOffice |  |  | 0 | LargeOffice | 12 |  | 13 | NECB2017 | 0.085057 | 178146.0371 | 29.0726 | 35.7585 | 62.0482 | 1.8808 | 247.4751 | 118.715 | MONTREAL | QUEBEC | 0.11342 | 5.5462 | 0 | 5.6597 | 7.2235 | 1.4528 | 0 | 8.6763 | 0 | 0.025218 | 0 | 0 | 0.29186 | 0.06221 | 0.0073937 | 0.062966 | 0.09479 | 0.08574 | 0.11227 | 0.014529 | 0.40413 | 0.049305 | 33.9479 | 41.0708 | Natural Gas | 37.3 | 0.757 |  | 0.284 |  |  |  | 0.156 | 0.247 | 1.9 |  | 0 | Montreal-Trudeau Intl AP | CAN | 323 | 4090 | 45.471 | -73.741 | 6 | 4400 | QC | CAN_QC_Montreal-Trudeau.Intl.AP.716270_CWEC2016.epw | 0 | 0 | 0 | 0 | 2283.84 | 2192.0411 | 25.4096 | 0.011592 | 9287.2 | 0.1 | 2021-03-24 15:16:24 +0000 | eef80c06 | 0.2.11 | :adv_dx_units: NECB_Default :analysis_id: 6a87033d-ede6-4783-acf8-880bd0e50e61 :analysis_name: baseline-2021-03-24 :boiler_eff: NECB_Default :btap_batch_version: 1.0.002 :building_type: LargeOffice :compute_environment: aws_batch :datapoint_id: 44ae1b18-c255-41b7-8e7b-3951aeab4ec6 :daylighting_type: NECB_Default :dcv_type: NECB_Default :door_construction_cond: NECB_Default :ecm_system_name: NECB_Default :enable_costing: true :epw_file: CAN_QC_Montreal-Trudeau.Intl.AP.716270_CWEC2016.epw :erv_package: NECB_Default :ext_floor_cond: NECB_Default :ext_roof_cond: NECB_Default :ext_wall_cond: NECB_Default :fdwr_set: NECB_Default :fixed_wind_solar_trans: NECB_Default :fixed_window_cond: NECB_Default :furnace_eff: NECB_Default :glass_door_cond: NECB_Default :glass_door_solar_trans: NECB_Default :ground_floor_cond: NECB_Default :ground_roof_cond: NECB_Default :ground_wall_cond: NECB_Default :lights_scale: NECB_Default :lights_type: NECB_Default :overhead_door_cond: NECB_Default :primary_heating_fuel: NaturalGas :pv_ground_azimuth_angle: NECB_Default :pv_ground_module_description: NECB_Default :pv_ground_tilt_angle: NECB_Default :pv_ground_total_area_pv_panels_m2: NECB_Default :pv_ground_type: NECB_Default :rotation_degrees: NECB_Default :run_annual_simulation: true :s3_bucket: '834599497928' :scale_x: NECB_Default :scale_y: NECB_Default :scale_z: NECB_Default :shw_eff: NECB_Default :skylight_cond: NECB_Default :skylight_solar_trans: NECB_Default :srr_set: NECB_Default :template: NECB2017 | 0.0019773 | TRUE | 1043.6205 |  | https://s3.console.aws.amazon.com/s3/buckets/834599497928?region=ca-central-1&prefix=sara.gilani/baseline-2021-03-24/6a87033d-ede6-4783-acf8-880bd0e50e61/output/44ae1b18-c255-41b7-8e7b-3951aeab4ec6/ | 1.0.002 | 0 | 0 |  | 0 | 0 | tier_1 | 0
345 | 0 |  | NECB_Default | NECB_Default | NECB_Default | NECB_Default | NECB_Default | NECB_Default | NECB_Default | NECB_Default | LargeOffice | NECB2017 | CAN_ON_Toronto.Pearson.Intl.AP.716240_CWEC2016.epw | NaturalGas | NECB_Default | NECB_Default | NECB_Default | NECB_Default | NECB_Default | NECB_Default | NECB_Default | NECB_Default | NECB_Default | NECB_Default | NECB_Default | NECB_Default | NECB_Default | NECB_Default | NECB_Default | NECB_Default | NECB_Default | NECB_Default | NECB_Default | NECB_Default | NECB_Default | NECB_Default | NECB_Default | NECB_Default | NECB_Default | NECB_Default | NECB_Default | aws_batch | 834599497928 | [5 empty] | baseline-2021-03-24 | 6a87033d-ede6-4783-acf8-880bd0e50e61 | TRUE | TRUE | 7fd1ca03-2b20-4da4-ba4f-a63f06ed84a9 |  | 46320.38 | 15152.6411 | 40 | LargeOffice |  |  | 0 | LargeOffice | 12 |  | 13 | NECB2017 | 0.085057 | 178146.0371 | 31.5337 | 36.8076 | 66.698 | 1.8953 | 258.7285 | 121.7938 | TORONTO | ONTARIO | 1.6544 | 5.2498 | 0 | 6.9042 | 13.2549 | 0.92633 | 0 | 14.1812 | 0 | 0.026883 | 0 | 0 | 0.29786 | 0.065895 | 0.0063898 | 0.058463 | 0.09479 | 0.08574 | 0.10623 | 0.016071 | 0.40409 | 0.047768 | 34.8573 | 36.3214 | Natural Gas | 40 | 0.757 |  | 0.379 |  |  |  | 0.156 | 0.278 | 1.9 |  | 0 | Toronto Pearson Intl AP | CAN | 382 | 3615 | 43.677 | -79.631 | 5 | 3890 | ON | CAN_ON_Toronto.Pearson.Intl.AP.716240_CWEC2016.epw | 0 | 0 | 0 | 0 | 2212.64 | 2192.0411 | 25.4096 | 0.011592 | 9287.2 | 0.1 | 2021-03-24 15:15:54 +0000 | eef80c06 | 0.2.11 | :adv_dx_units: NECB_Default :analysis_id: 6a87033d-ede6-4783-acf8-880bd0e50e61 :analysis_name: baseline-2021-03-24 :boiler_eff: NECB_Default :btap_batch_version: 1.0.002 :building_type: LargeOffice :compute_environment: aws_batch :datapoint_id: 7fd1ca03-2b20-4da4-ba4f-a63f06ed84a9 :daylighting_type: NECB_Default :dcv_type: NECB_Default :door_construction_cond: NECB_Default :ecm_system_name: NECB_Default :enable_costing: true :epw_file: CAN_ON_Toronto.Pearson.Intl.AP.716240_CWEC2016.epw :erv_package: NECB_Default :ext_floor_cond: NECB_Default :ext_roof_cond: NECB_Default :ext_wall_cond: NECB_Default :fdwr_set: NECB_Default :fixed_wind_solar_trans: NECB_Default :fixed_window_cond: NECB_Default :furnace_eff: NECB_Default :glass_door_cond: NECB_Default :glass_door_solar_trans: NECB_Default :ground_floor_cond: NECB_Default :ground_roof_cond: NECB_Default :ground_wall_cond: NECB_Default :lights_scale: NECB_Default :lights_type: NECB_Default :overhead_door_cond: NECB_Default :primary_heating_fuel: NaturalGas :pv_ground_azimuth_angle: NECB_Default :pv_ground_module_description: NECB_Default :pv_ground_tilt_angle: NECB_Default :pv_ground_total_area_pv_panels_m2: NECB_Default :pv_ground_type: NECB_Default :rotation_degrees: NECB_Default :run_annual_simulation: true :s3_bucket: '834599497928' :scale_x: NECB_Default :scale_y: NECB_Default :scale_z: NECB_Default :shw_eff: NECB_Default :skylight_cond: NECB_Default :skylight_solar_trans: NECB_Default :srr_set: NECB_Default :template: NECB2017 | 0.0020937 | TRUE | 1048.608 |  | https://s3.console.aws.amazon.com/s3/buckets/834599497928?region=ca-central-1&prefix=sara.gilani/baseline-2021-03-24/6a87033d-ede6-4783-acf8-880bd0e50e61/output/7fd1ca03-2b20-4da4-ba4f-a63f06ed84a9/ | 1.0.002 | 0 | 0 |  | 0 | 0 | tier_1 | 0
346 | 0 |  | NECB_Default | NECB_Default | NECB_Default | NECB_Default | NECB_Default | NECB_Default | NECB_Default | NECB_Default | LargeOffice | NECB2017 | CAN_YT_Whitehorse.Intl.AP.719640_CWEC2016.epw | NaturalGas | NECB_Default | NECB_Default | NECB_Default | NECB_Default | NECB_Default | NECB_Default | NECB_Default | NECB_Default | NECB_Default | NECB_Default | NECB_Default | NECB_Default | NECB_Default | NECB_Default | NECB_Default | NECB_Default | NECB_Default | NECB_Default | NECB_Default | NECB_Default | NECB_Default | NECB_Default | NECB_Default | NECB_Default | NECB_Default | NECB_Default | NECB_Default | aws_batch | 834599497928 | [5 empty] | baseline-2021-03-24 | 6a87033d-ede6-4783-acf8-880bd0e50e61 | TRUE | TRUE | b3effbd7-4f19-48b1-b233-dd03985767a5 |  | 46320.38 | 15152.6411 | 22.8 | LargeOffice |  |  | 0 | LargeOffice | 12 |  | 13 | NECB2017 | 0.085057 | 178146.0371 | 24.8672 | 28.6053 | 59.5635 | 1.795 | 219.7506 | 104.9196 | WHITEHORSE | YUKON | 4.0743 | 6.2728 | 0 | 10.3472 | 9.3308 | 1.1434 | 0 | 10.4741 | 0 | 0.0062439 | 0 | 0 | 0.26195 | 0.056338 | 0.0053333 | 0.069868 | 0.09479 | 0.08574 | 0.12606 | 0.013163 | 0.38801 | 0.056193 | 29.7039 | 42.2906 | Natural Gas | 22.8 | 0.757 |  | 0.284 |  |  |  | 0.138 | 0.21 | 1.9 |  | 0 | Whitehorse Intl AP | CAN | 5 | 6491 | 60.709 | -135.069 | 7b | 6580 | YT | CAN_YT_Whitehorse.Intl.AP.719640_CWEC2016.epw | 0 | 0 | 0 | 0 | 2602.88 | 2192.0411 | 25.4096 | 0.011592 | 9287.2 | 0.1 | 2021-03-24 15:16:03 +0000 | eef80c06 | 0.2.11 | :adv_dx_units: NECB_Default :analysis_id: 6a87033d-ede6-4783-acf8-880bd0e50e61 :analysis_name: baseline-2021-03-24 :boiler_eff: NECB_Default :btap_batch_version: 1.0.002 :building_type: LargeOffice :compute_environment: aws_batch :datapoint_id: b3effbd7-4f19-48b1-b233-dd03985767a5 :daylighting_type: NECB_Default :dcv_type: NECB_Default :door_construction_cond: NECB_Default :ecm_system_name: NECB_Default :enable_costing: true :epw_file: CAN_YT_Whitehorse.Intl.AP.719640_CWEC2016.epw :erv_package: NECB_Default :ext_floor_cond: NECB_Default :ext_roof_cond: NECB_Default :ext_wall_cond: NECB_Default :fdwr_set: NECB_Default :fixed_wind_solar_trans: NECB_Default :fixed_window_cond: NECB_Default :furnace_eff: NECB_Default :glass_door_cond: NECB_Default :glass_door_solar_trans: NECB_Default :ground_floor_cond: NECB_Default :ground_roof_cond: NECB_Default :ground_wall_cond: NECB_Default :lights_scale: NECB_Default :lights_type: NECB_Default :overhead_door_cond: NECB_Default :primary_heating_fuel: NaturalGas :pv_ground_azimuth_angle: NECB_Default :pv_ground_module_description: NECB_Default :pv_ground_tilt_angle: NECB_Default :pv_ground_total_area_pv_panels_m2: NECB_Default :pv_ground_type: NECB_Default :rotation_degrees: NECB_Default :run_annual_simulation: true :s3_bucket: '834599497928' :scale_x: NECB_Default :scale_y: NECB_Default :scale_z: NECB_Default :shw_eff: NECB_Default :skylight_cond: NECB_Default :skylight_solar_trans: NECB_Default :srr_set: NECB_Default :template: NECB2017 | 0.00034434 | TRUE | 1049.5676 |  | https://s3.console.aws.amazon.com/s3/buckets/834599497928?region=ca-central-1&prefix=sara.gilani/baseline-2021-03-24/6a87033d-ede6-4783-acf8-880bd0e50e61/output/b3effbd7-4f19-48b1-b233-dd03985767a5/ | 1.0.002 | 0 | 0 |  | 0 | 0 | tier_1 | 0
347 | 0 |  | NECB_Default | NECB_Default | NECB_Default | NECB_Default | NECB_Default | NECB_Default | NECB_Default | NECB_Default | Warehouse | NECB2011 | CAN_AB_Edmonton.Intl.AP.711230_CWEC2016.epw | NaturalGas | NECB_Default | NECB_Default | NECB_Default | NECB_Default | NECB_Default | NECB_Default | NECB_Default | NECB_Default | NECB_Default | NECB_Default | NECB_Default | NECB_Default | NECB_Default | NECB_Default | NECB_Default | NECB_Default | NECB_Default | NECB_Default | NECB_Default | NECB_Default | NECB_Default | NECB_Default | NECB_Default | NECB_Default | NECB_Default | NECB_Default | NECB_Default | aws_batch | 834599497928 | [5 empty] | baseline-2021-03-24 | 6a87033d-ede6-4783-acf8-880bd0e50e61 | TRUE | TRUE | e38e5b04-9a54-4992-b8b1-37d597c35c1c |  | 4835.13 | 7095.2421 | 32.5 | Warehouse |  |  | 5 | Warehouse | 1 |  | 1 | NECB2011 | 0.18734 | 37873.9042 | 209.0926 | 32.2493 | 65.4355 | 3.0593 | 410.7435 | 100.9068 | EDMONTON | ALBERTA | 47.3848 | 15.5273 | 0 | 62.9121 | 4.4911 | 1.1077 | 0 | 5.5988 | 0 | 0.024425 | 0 | 0 | 0.21592 | 0.088573 | 0 | 0.29384 | 0.017571 | 0.082012 | 0.3077 | 0.003336 | 0.52362 | 0.013863 | 37.3672 | 96.1381 | Natural Gas | 32.5 | 0.757 | [5 empty] | 0.162 | 0.21 | 2.2 | 2.2 | 5 | Edmonton Intl AP | CAN | 23 | 5588 | 53.31 | -113.579 | 7a | 5120 | AB | CAN_AB_Edmonton.Intl.AP.711230_CWEC2016.epw | 0 | 0 | 0 | 0 | 67.03 | 71.8324 | 0.65218 | 0.0090791 | 238.37 | 0.1 | 2021-03-24 15:16:20 +0000 | eef80c06 | 0.2.11 | :adv_dx_units: NECB_Default :analysis_id: 6a87033d-ede6-4783-acf8-880bd0e50e61 :analysis_name: baseline-2021-03-24 :boiler_eff: NECB_Default :btap_batch_version: 1.0.002 :building_type: Warehouse :compute_environment: aws_batch :datapoint_id: e38e5b04-9a54-4992-b8b1-37d597c35c1c :daylighting_type: NECB_Default :dcv_type: NECB_Default :door_construction_cond: NECB_Default :ecm_system_name: NECB_Default :enable_costing: true :epw_file: CAN_AB_Edmonton.Intl.AP.711230_CWEC2016.epw :erv_package: NECB_Default :ext_floor_cond: NECB_Default :ext_roof_cond: NECB_Default :ext_wall_cond: NECB_Default :fdwr_set: NECB_Default :fixed_wind_solar_trans: NECB_Default :fixed_window_cond: NECB_Default :furnace_eff: NECB_Default :glass_door_cond: NECB_Default :glass_door_solar_trans: NECB_Default :ground_floor_cond: NECB_Default :ground_roof_cond: NECB_Default :ground_wall_cond: NECB_Default :lights_scale: NECB_Default :lights_type: NECB_Default :overhead_door_cond: NECB_Default :primary_heating_fuel: NaturalGas :pv_ground_azimuth_angle: NECB_Default :pv_ground_module_description: NECB_Default :pv_ground_tilt_angle: NECB_Default :pv_ground_total_area_pv_panels_m2: NECB_Default :pv_ground_type: NECB_Default :rotation_degrees: NECB_Default :run_annual_simulation: true :s3_bucket: '834599497928' :scale_x: NECB_Default :scale_y: NECB_Default :scale_z: NECB_Default :shw_eff: NECB_Default :skylight_cond: NECB_Default :skylight_solar_trans: NECB_Default :srr_set: NECB_Default :template: NECB2011 | 0 | TRUE | 1050.5322 |  | https://s3.console.aws.amazon.com/s3/buckets/834599497928?region=ca-central-1&prefix=sara.gilani/baseline-2021-03-24/6a87033d-ede6-4783-acf8-880bd0e50e61/output/e38e5b04-9a54-4992-b8b1-37d597c35c1c/ | 1.0.002 | 0 | 0 |  | 0 | 0 | tier_1 | 0
348 | 0 |  | NECB_Default | NECB_Default | NECB_Default | NECB_Default | NECB_Default | NECB_Default | NECB_Default | NECB_Default | Warehouse | NECB2011 | CAN_NS_Halifax.Dockyard.713280_CWEC2016.epw | NaturalGas | NECB_Default | NECB_Default | NECB_Default | NECB_Default | NECB_Default | NECB_Default | NECB_Default | NECB_Default | NECB_Default | NECB_Default | NECB_Default | NECB_Default | NECB_Default | NECB_Default | NECB_Default | NECB_Default | NECB_Default | NECB_Default | NECB_Default | NECB_Default | NECB_Default | NECB_Default | NECB_Default | NECB_Default | NECB_Default | NECB_Default | NECB_Default | aws_batch | 834599497928 | [5 empty] | baseline-2021-03-24 | 6a87033d-ede6-4783-acf8-880bd0e50e61 | TRUE | TRUE | 5d0bf08d-bc8a-44e4-8c75-b08b0e026d89 |  | 4835.13 | 7095.2421 | 40 | Warehouse |  |  | 5 | Warehouse | 1 |  | 1 | NECB2011 | 0.18734 | 37873.9042 | 180.5761 | 28.8198 | 57.7387 | 2.8698 | 364.409 | 94.4045 | HALIFAX | NOVA SCOTIA | 43.4151 | 10.1993 | 0 | 53.6144 | 8.5145 | 2.5744 | 0 | 11.0889 | 0 | 0.027091 | 0 | 0 | 0.2141 | 0.084879 | 0 | 0.19239 | 0.017571 | 0.082012 | 0.20497 | 0.0025418 | 0.41906 | 0.012583 | 36.3444 | 103.9936 | Natural Gas | 40 | 0.757 | [5 empty] | 0.183 | 0.247 | 2.2 | 2.2 | 5 | Halifax Dockyard | CAN | 112 | 3647 | 44.655 | -63.577 | 6 | 4000 | NS | CAN_NS_Halifax.Dockyard.713280_CWEC2016.epw | 0 | 0 | 0 | 0 | 60.84 | 71.8324 | 0.65218 | 0.0090791 | 238.37 | 0.1 | 2021-03-24 15:16:11 +0000 | eef80c06 | 0.2.11 | :adv_dx_units: NECB_Default :analysis_id: 6a87033d-ede6-4783-acf8-880bd0e50e61 :analysis_name: baseline-2021-03-24 :boiler_eff: NECB_Default :btap_batch_version: 1.0.002 :building_type: Warehouse :compute_environment: aws_batch :datapoint_id: 5d0bf08d-bc8a-44e4-8c75-b08b0e026d89 :daylighting_type: NECB_Default :dcv_type: NECB_Default :door_construction_cond: NECB_Default :ecm_system_name: NECB_Default :enable_costing: true :epw_file: CAN_NS_Halifax.Dockyard.713280_CWEC2016.epw :erv_package: NECB_Default :ext_floor_cond: NECB_Default :ext_roof_cond: NECB_Default :ext_wall_cond: NECB_Default :fdwr_set: NECB_Default :fixed_wind_solar_trans: NECB_Default :fixed_window_cond: NECB_Default :furnace_eff: NECB_Default :glass_door_cond: NECB_Default :glass_door_solar_trans: NECB_Default :ground_floor_cond: NECB_Default :ground_roof_cond: NECB_Default :ground_wall_cond: NECB_Default :lights_scale: NECB_Default :lights_type: NECB_Default :overhead_door_cond: NECB_Default :primary_heating_fuel: NaturalGas :pv_ground_azimuth_angle: NECB_Default :pv_ground_module_description: NECB_Default :pv_ground_tilt_angle: NECB_Default :pv_ground_total_area_pv_panels_m2: NECB_Default :pv_ground_type: NECB_Default :rotation_degrees: NECB_Default :run_annual_simulation: true :s3_bucket: '834599497928' :scale_x: NECB_Default :scale_y: NECB_Default :scale_z: NECB_Default :shw_eff: NECB_Default :skylight_cond: NECB_Default :skylight_solar_trans: NECB_Default :srr_set: NECB_Default :template: NECB2011 | 0 | TRUE | 1051.323 |  | https://s3.console.aws.amazon.com/s3/buckets/834599497928?region=ca-central-1&prefix=sara.gilani/baseline-2021-03-24/6a87033d-ede6-4783-acf8-880bd0e50e61/output/5d0bf08d-bc8a-44e4-8c75-b08b0e026d89/ | 1.0.002 | 0 | 0 |  | 0 | 0 | tier_1 | 0
349 | 0 |  | NECB_Default | NECB_Default | NECB_Default | NECB_Default | NECB_Default | NECB_Default | NECB_Default | NECB_Default | Warehouse | NECB2015 | CAN_AB_Edmonton.Intl.AP.711230_CWEC2016.epw | NaturalGas | NECB_Default | NECB_Default | NECB_Default | NECB_Default | NECB_Default | NECB_Default | NECB_Default | NECB_Default | NECB_Default | NECB_Default | NECB_Default | NECB_Default | NECB_Default | NECB_Default | NECB_Default | NECB_Default | NECB_Default | NECB_Default | NECB_Default | NECB_Default | NECB_Default | NECB_Default | NECB_Default | NECB_Default | NECB_Default | NECB_Default | NECB_Default | aws_batch | 834599497928 | [5 empty] | baseline-2021-03-24 | 6a87033d-ede6-4783-acf8-880bd0e50e61 | TRUE | TRUE | 6490854d-a4be-480d-b27f-9306b87b638b |  | 4835.13 | 7095.2421 | 32.5 | Warehouse |  |  | 5 | Warehouse | 1 |  | 1 | NECB2015 | 0.18734 | 37873.9042 | 209.0926 | 32.3916 | 65.4355 | 3.0593 | 410.878 | 100.8991 | EDMONTON | ALBERTA | 46.5392 | 15.6223 | 0 | 62.1615 | 4.4109 | 1.1145 | 0 | 5.5255 | 0 | 0.024293 | 0 | 0 | 0.21206 | 0.088306 | 0 | 0.29591 | 0.017578 | 0.078074 | 0.30959 | 0.0038138 | 0.52165 | 0.013675 | 37.1925 | 96.1365 | Natural Gas | 32.5 | 0.757 | [5 empty] | 0.162 | 0.21 | 2.2 | 2.2 | 5 | Edmonton Intl AP | CAN | 23 | 5588 | 53.31 | -113.579 | 7a | 5120 | AB | CAN_AB_Edmonton.Intl.AP.711230_CWEC2016.epw | 0 | 0 | 0 | 0 | 66.12 | 71.7905 | 0.64331 | 0.0089609 | 235.13 | 0.1 | 2021-03-24 15:16:20 +0000 | eef80c06 | 0.2.11 | :adv_dx_units: NECB_Default :analysis_id: 6a87033d-ede6-4783-acf8-880bd0e50e61 :analysis_name: baseline-2021-03-24 :boiler_eff: NECB_Default :btap_batch_version: 1.0.002 :building_type: Warehouse :compute_environment: aws_batch :datapoint_id: 6490854d-a4be-480d-b27f-9306b87b638b :daylighting_type: NECB_Default :dcv_type: NECB_Default :door_construction_cond: NECB_Default :ecm_system_name: NECB_Default :enable_costing: true :epw_file: CAN_AB_Edmonton.Intl.AP.711230_CWEC2016.epw :erv_package: NECB_Default :ext_floor_cond: NECB_Default :ext_roof_cond: NECB_Default :ext_wall_cond: NECB_Default :fdwr_set: NECB_Default :fixed_wind_solar_trans: NECB_Default :fixed_window_cond: NECB_Default :furnace_eff: NECB_Default :glass_door_cond: NECB_Default :glass_door_solar_trans: NECB_Default :ground_floor_cond: NECB_Default :ground_roof_cond: NECB_Default :ground_wall_cond: NECB_Default :lights_scale: NECB_Default :lights_type: NECB_Default :overhead_door_cond: NECB_Default :primary_heating_fuel: NaturalGas :pv_ground_azimuth_angle: NECB_Default :pv_ground_module_description: NECB_Default :pv_ground_tilt_angle: NECB_Default :pv_ground_total_area_pv_panels_m2: NECB_Default :pv_ground_type: NECB_Default :rotation_degrees: NECB_Default :run_annual_simulation: true :s3_bucket: '834599497928' :scale_x: NECB_Default :scale_y: NECB_Default :scale_z: NECB_Default :shw_eff: NECB_Default :skylight_cond: NECB_Default :skylight_solar_trans: NECB_Default :srr_set: NECB_Default :template: NECB2015 | 0 | TRUE | 1050.1262 |  | https://s3.console.aws.amazon.com/s3/buckets/834599497928?region=ca-central-1&prefix=sara.gilani/baseline-2021-03-24/6a87033d-ede6-4783-acf8-880bd0e50e61/output/6490854d-a4be-480d-b27f-9306b87b638b/ | 1.0.002 | 0 | 0 |  | 0 | 0 | tier_1 | 0
350 | 0 |  | NECB_Default | NECB_Default | NECB_Default | NECB_Default | NECB_Default | NECB_Default | NECB_Default | NECB_Default | Warehouse | NECB2015 | CAN_NS_Halifax.Dockyard.713280_CWEC2016.epw | Electricity | NECB_Default | NECB_Default | NECB_Default | NECB_Default | NECB_Default | NECB_Default | NECB_Default | NECB_Default | NECB_Default | NECB_Default | NECB_Default | NECB_Default | NECB_Default | NECB_Default | NECB_Default | NECB_Default | NECB_Default | NECB_Default | NECB_Default | NECB_Default | NECB_Default | NECB_Default | NECB_Default | NECB_Default | NECB_Default | NECB_Default | NECB_Default | aws_batch | 834599497928 | [5 empty] | baseline-2021-03-24 | 6a87033d-ede6-4783-acf8-880bd0e50e61 | TRUE | TRUE | 2922d041-eabb-4d97-a210-d93a23ee5523 |  | 4835.13 | 7095.2421 | 40 | Warehouse |  |  | 5 | Warehouse | 1 |  | 1 | NECB2015 | 0.18734 | 37873.9042 | 180.5761 | 11.6729 | 57.7387 | 2.8189 | 364.962 | 112.1554 | HALIFAX | NOVA SCOTIA | 75.3721 | 0 | 0 | 75.3721 | 14.7819 | 0 | 0 | 14.7819 | 0 | 0.026469 | 0 | 0 | 0.37168 | 0.084318 | 0 | 0.15515 | 0.017578 | 0.078074 | 0 | 2.0682e-06 | 0.37168 | 0.010097 | 95.706 | 0 | Electricity | 40 | 0.757 | [5 empty] | 0.183 | 0.247 | 2.2 | 2.2 | 5 | Halifax Dockyard | CAN | 112 | 3647 | 44.655 | -63.577 | 6 | 4000 | NS | CAN_NS_Halifax.Dockyard.713280_CWEC2016.epw | 0 | 0.13357 | 0.0018606 | 48.82 | 0 | 71.7905 | 0.64331 | 0.0089609 | 235.13 | 0.1 | 2021-03-24 15:16:11 +0000 | eef80c06 | 0.2.11 | :adv_dx_units: NECB_Default :analysis_id: 6a87033d-ede6-4783-acf8-880bd0e50e61 :analysis_name: baseline-2021-03-24 :boiler_eff: NECB_Default :btap_batch_version: 1.0.002 :building_type: Warehouse :compute_environment: aws_batch :datapoint_id: 2922d041-eabb-4d97-a210-d93a23ee5523 :daylighting_type: NECB_Default :dcv_type: NECB_Default :door_construction_cond: NECB_Default :ecm_system_name: NECB_Default :enable_costing: true :epw_file: CAN_NS_Halifax.Dockyard.713280_CWEC2016.epw :erv_package: NECB_Default :ext_floor_cond: NECB_Default :ext_roof_cond: NECB_Default :ext_wall_cond: NECB_Default :fdwr_set: NECB_Default :fixed_wind_solar_trans: NECB_Default :fixed_window_cond: NECB_Default :furnace_eff: NECB_Default :glass_door_cond: NECB_Default :glass_door_solar_trans: NECB_Default :ground_floor_cond: NECB_Default :ground_roof_cond: NECB_Default :ground_wall_cond: NECB_Default :lights_scale: NECB_Default :lights_type: NECB_Default :overhead_door_cond: NECB_Default :primary_heating_fuel: Electricity :pv_ground_azimuth_angle: NECB_Default :pv_ground_module_description: NECB_Default :pv_ground_tilt_angle: NECB_Default :pv_ground_total_area_pv_panels_m2: NECB_Default :pv_ground_type: NECB_Default :rotation_degrees: NECB_Default :run_annual_simulation: true :s3_bucket: '834599497928' :scale_x: NECB_Default :scale_y: NECB_Default :scale_z: NECB_Default :shw_eff: NECB_Default :skylight_cond: NECB_Default :skylight_solar_trans: NECB_Default :srr_set: NECB_Default :template: NECB2015 | 0 | TRUE | 1050.6061 |  | https://s3.console.aws.amazon.com/s3/buckets/834599497928?region=ca-central-1&prefix=sara.gilani/baseline-2021-03-24/6a87033d-ede6-4783-acf8-880bd0e50e61/output/2922d041-eabb-4d97-a210-d93a23ee5523/ | 1.0.002 | 0 | 0 |  | 0 | 0 | tier_1 | 0
351 | 0 |  | NECB_Default | NECB_Default | NECB_Default | NECB_Default | NECB_Default | NECB_Default | NECB_Default | NECB_Default | Warehouse | NECB2017 | CAN_NS_Halifax.Dockyard.713280_CWEC2016.epw | NaturalGas | NECB_Default | NECB_Default | NECB_Default | NECB_Default | NECB_Default | NECB_Default | NECB_Default | NECB_Default | NECB_Default | NECB_Default | NECB_Default | NECB_Default | NECB_Default | NECB_Default | NECB_Default | NECB_Default | NECB_Default | NECB_Default | NECB_Default | NECB_Default | NECB_Default | NECB_Default | NECB_Default | NECB_Default | NECB_Default | NECB_Default | NECB_Default | aws_batch | 834599497928 | [5 empty] | baseline-2021-03-24 | 6a87033d-ede6-4783-acf8-880bd0e50e61 | TRUE | TRUE | 6f290797-0d7c-46f0-a502-0db112715087 |  | 4835.13 | 7095.2421 | 40 | Warehouse |  |  | 2 | Warehouse | 1 |  | 1 | NECB2017 | 0.18734 | 37873.9042 | 187.3823 | 27.6311 | 57.7387 | 2.8698 | 360.5133 | 84.8913 | HALIFAX | NOVA SCOTIA | 33.573 | 8.7584 | 0 | 42.3314 | 6.5843 | 2.2107 | 0 | 8.795 | 0 | 0.021468 | 0 | 0 | 0.16556 | 0.068747 | 0.0011871 | 0.1636 | 0.017578 | 0.05403 | 0.17601 | 0.0025501 | 0.34157 | 0.012411 | 28.91 | 110.9474 | Natural Gas | 40 | 0.757 | [5 empty] | 0.156 | 0.247 | 1.9 | 1.9 | 2 | Halifax Dockyard | CAN | 112 | 3647 | 44.655 | -63.577 | 6 | 4000 | NS | CAN_NS_Halifax.Dockyard.713280_CWEC2016.epw | 0 | 0 | 0 | 0 | 60.01 | 71.7905 | 0.64331 | 0.0089609 | 235.13 | 0.1 | 2021-03-24 15:16:32 +0000 | eef80c06 | 0.2.11 | :adv_dx_units: NECB_Default :analysis_id: 6a87033d-ede6-4783-acf8-880bd0e50e61 :analysis_name: baseline-2021-03-24 :boiler_eff: NECB_Default :btap_batch_version: 1.0.002 :building_type: Warehouse :compute_environment: aws_batch :datapoint_id: 6f290797-0d7c-46f0-a502-0db112715087 :daylighting_type: NECB_Default :dcv_type: NECB_Default :door_construction_cond: NECB_Default :ecm_system_name: NECB_Default :enable_costing: true :epw_file: CAN_NS_Halifax.Dockyard.713280_CWEC2016.epw :erv_package: NECB_Default :ext_floor_cond: NECB_Default :ext_roof_cond: NECB_Default :ext_wall_cond: NECB_Default :fdwr_set: NECB_Default :fixed_wind_solar_trans: NECB_Default :fixed_window_cond: NECB_Default :furnace_eff: NECB_Default :glass_door_cond: NECB_Default :glass_door_solar_trans: NECB_Default :ground_floor_cond: NECB_Default :ground_roof_cond: NECB_Default :ground_wall_cond: NECB_Default :lights_scale: NECB_Default :lights_type: NECB_Default :overhead_door_cond: NECB_Default :primary_heating_fuel: NaturalGas :pv_ground_azimuth_angle: NECB_Default :pv_ground_module_description: NECB_Default :pv_ground_tilt_angle: NECB_Default :pv_ground_total_area_pv_panels_m2: NECB_Default :pv_ground_type: NECB_Default :rotation_degrees: NECB_Default :run_annual_simulation: true :s3_bucket: '834599497928' :scale_x: NECB_Default :scale_y: NECB_Default :scale_z: NECB_Default :shw_eff: NECB_Default :skylight_cond: NECB_Default :skylight_solar_trans: NECB_Default :srr_set: NECB_Default :template: NECB2017 | 0 | TRUE | 1050.0834 |  | https://s3.console.aws.amazon.com/s3/buckets/834599497928?region=ca-central-1&prefix=sara.gilani/baseline-2021-03-24/6a87033d-ede6-4783-acf8-880bd0e50e61/output/6f290797-0d7c-46f0-a502-0db112715087/ | 1.0.002 | 0 | 0 |  | 0 | 0 | tier_1 | 0
352 | 0 |  | NECB_Default | NECB_Default | NECB_Default | NECB_Default | NECB_Default | NECB_Default | NECB_Default | NECB_Default | Warehouse | NECB2015 | CAN_ON_Toronto.Pearson.Intl.AP.716240_CWEC2016.epw | Electricity | NECB_Default | NECB_Default | NECB_Default | NECB_Default | NECB_Default | NECB_Default | NECB_Default | NECB_Default | NECB_Default | NECB_Default | NECB_Default | NECB_Default | NECB_Default | NECB_Default | NECB_Default | NECB_Default | NECB_Default | NECB_Default | NECB_Default | NECB_Default | NECB_Default | NECB_Default | NECB_Default | NECB_Default | NECB_Default | NECB_Default | NECB_Default | aws_batch | 834599497928 | [5 empty] | baseline-2021-03-24 | 6a87033d-ede6-4783-acf8-880bd0e50e61 | TRUE | TRUE | 2e250c13-c62e-4d6b-a783-4eb2c1618ba0 |  | 4835.13 | 7095.2421 | 40 | Warehouse |  |  | 5 | Warehouse | 1 |  | 1 | NECB2015 | 0.18734 | 37873.9042 | 223.6887 | 14.5693 | 64.9787 | 2.937 | 478.7864 | 172.6127 | TORONTO | ONTARIO | 2.4119 | 0 | 0 | 2.4119 | 19.3242 | 0 | 0 | 19.3242 | 0 | 0.051693 | 0 | 0 | 0.43425 | 0.095433 | 0 | 0.18154 | 0.017578 | 0.078074 | 0 | 2.0682e-06 | 0.43425 | 0.0099335 | 103.1279 | 0 | Electricity | 40 | 0.757 | [5 empty] | 0.183 | 0.278 | 2.2 | 2.2 | 5 | Toronto Pearson Intl AP | CAN | 382 | 3615 | 43.677 | -79.631 | 5 | 3890 | ON | CAN_ON_Toronto.Pearson.Intl.AP.716240_CWEC2016.epw | 0 | 0.13141 | 0.0018305 | 48.03 | 0 | 71.7905 | 0.64331 | 0.0089609 | 235.13 | 0.1 | 2021-03-24 15:16:17 +0000 | eef80c06 | 0.2.11 | :adv_dx_units: NECB_Default :analysis_id: 6a87033d-ede6-4783-acf8-880bd0e50e61 :analysis_name: baseline-2021-03-24 :boiler_eff: NECB_Default :btap_batch_version: 1.0.002 :building_type: Warehouse :compute_environment: aws_batch :datapoint_id: 2e250c13-c62e-4d6b-a783-4eb2c1618ba0 :daylighting_type: NECB_Default :dcv_type: NECB_Default :door_construction_cond: NECB_Default :ecm_system_name: NECB_Default :enable_costing: true :epw_file: CAN_ON_Toronto.Pearson.Intl.AP.716240_CWEC2016.epw :erv_package: NECB_Default :ext_floor_cond: NECB_Default :ext_roof_cond: NECB_Default :ext_wall_cond: NECB_Default :fdwr_set: NECB_Default :fixed_wind_solar_trans: NECB_Default :fixed_window_cond: NECB_Default :furnace_eff: NECB_Default :glass_door_cond: NECB_Default :glass_door_solar_trans: NECB_Default :ground_floor_cond: NECB_Default :ground_roof_cond: NECB_Default :ground_wall_cond: NECB_Default :lights_scale: NECB_Default :lights_type: NECB_Default :overhead_door_cond: NECB_Default :primary_heating_fuel: Electricity :pv_ground_azimuth_angle: NECB_Default :pv_ground_module_description: NECB_Default :pv_ground_tilt_angle: NECB_Default :pv_ground_total_area_pv_panels_m2: NECB_Default :pv_ground_type: NECB_Default :rotation_degrees: NECB_Default :run_annual_simulation: true :s3_bucket: '834599497928' :scale_x: NECB_Default :scale_y: NECB_Default :scale_z: NECB_Default :shw_eff: NECB_Default :skylight_cond: NECB_Default :skylight_solar_trans: NECB_Default :srr_set: NECB_Default :template: NECB2015 | 0 | TRUE | 1050.7759 |  | https://s3.console.aws.amazon.com/s3/buckets/834599497928?region=ca-central-1&prefix=sara.gilani/baseline-2021-03-24/6a87033d-ede6-4783-acf8-880bd0e50e61/output/2e250c13-c62e-4d6b-a783-4eb2c1618ba0/ | 1.0.002 | 0 | 0 |  | 0 | 0 | tier_1 | 0
353 | 0 |  | NECB_Default | NECB_Default | NECB_Default | NECB_Default | NECB_Default | NECB_Default | NECB_Default | NECB_Default | Warehouse | NECB2017 | CAN_QC_Montreal-Trudeau.Intl.AP.716270_CWEC2016.epw | NaturalGas | NECB_Default | NECB_Default | NECB_Default | NECB_Default | NECB_Default | NECB_Default | NECB_Default | NECB_Default | NECB_Default | NECB_Default | NECB_Default | NECB_Default | NECB_Default | NECB_Default | NECB_Default | NECB_Default | NECB_Default | NECB_Default | NECB_Default | NECB_Default | NECB_Default | NECB_Default | NECB_Default | NECB_Default | NECB_Default | NECB_Default | NECB_Default | aws_batch | 834599497928 | [5 empty] | baseline-2021-03-24 | 6a87033d-ede6-4783-acf8-880bd0e50e61 | TRUE | TRUE | 0b328eb6-cacf-4cb1-8ad5-44377f5ead91 |  | 4835.13 | 7095.2421 | 37.3 | Warehouse |  |  | 2 | Warehouse | 1 |  | 1 | NECB2017 | 0.18734 | 37873.9042 | 215.1411 | 33.1204 | 59.9006 | 3.0379 | 405.2214 | 94.0215 | MONTREAL | QUEBEC | 0.070536 | 11.6299 | 0 | 11.7005 | 4.4924 | 3.0464 | 0 | 7.5388 | 0 | 0.035337 | 0 | 0 | 0.18151 | 0.069942 | 0.0015553 | 0.22285 | 0.017578 | 0.05403 | 0.23542 | 0.0030692 | 0.41693 | 0.01257 | 33.3448 | 110.3587 | Natural Gas | 37.3 | 0.757 | [5 empty] | 0.156 | 0.247 | 1.9 | 1.9 | 2 | Montreal-Trudeau Intl AP | CAN | 323 | 4090 | 45.471 | -73.741 | 6 | 4400 | QC | CAN_QC_Montreal-Trudeau.Intl.AP.716270_CWEC2016.epw | 0 | 0 | 0 | 0 | 60.78 | 71.7905 | 0.64331 | 0.0089609 | 235.13 | 0.1 | 2021-03-24 15:16:23 +0000 | eef80c06 | 0.2.11 | :adv_dx_units: NECB_Default :analysis_id: 6a87033d-ede6-4783-acf8-880bd0e50e61 :analysis_name: baseline-2021-03-24 :boiler_eff: NECB_Default :btap_batch_version: 1.0.002 :building_type: Warehouse :compute_environment: aws_batch :datapoint_id: 0b328eb6-cacf-4cb1-8ad5-44377f5ead91 :daylighting_type: NECB_Default :dcv_type: NECB_Default :door_construction_cond: NECB_Default :ecm_system_name: NECB_Default :enable_costing: true :epw_file: CAN_QC_Montreal-Trudeau.Intl.AP.716270_CWEC2016.epw :erv_package: NECB_Default :ext_floor_cond: NECB_Default :ext_roof_cond: NECB_Default :ext_wall_cond: NECB_Default :fdwr_set: NECB_Default :fixed_wind_solar_trans: NECB_Default :fixed_window_cond: NECB_Default :furnace_eff: NECB_Default :glass_door_cond: NECB_Default :glass_door_solar_trans: NECB_Default :ground_floor_cond: NECB_Default :ground_roof_cond: NECB_Default :ground_wall_cond: NECB_Default :lights_scale: NECB_Default :lights_type: NECB_Default :overhead_door_cond: NECB_Default :primary_heating_fuel: NaturalGas :pv_ground_azimuth_angle: NECB_Default :pv_ground_module_description: NECB_Default :pv_ground_tilt_angle: NECB_Default :pv_ground_total_area_pv_panels_m2: NECB_Default :pv_ground_type: NECB_Default :rotation_degrees: NECB_Default :run_annual_simulation: true :s3_bucket: '834599497928' :scale_x: NECB_Default :scale_y: NECB_Default :scale_z: NECB_Default :shw_eff: NECB_Default :skylight_cond: NECB_Default :skylight_solar_trans: NECB_Default :srr_set: NECB_Default :template: NECB2017 | 0 | TRUE | 1050.7298 |  | https://s3.console.aws.amazon.com/s3/buckets/834599497928?region=ca-central-1&prefix=sara.gilani/baseline-2021-03-24/6a87033d-ede6-4783-acf8-880bd0e50e61/output/0b328eb6-cacf-4cb1-8ad5-44377f5ead91/ | 1.0.002 | 0 | 0 |  | 0 | 0 | tier_1 | 0
354 | 0 |  | NECB_Default | NECB_Default | NECB_Default | NECB_Default | NECB_Default | NECB_Default | NECB_Default | NECB_Default | RetailStandalone | NECB2011 | CAN_BC_Vancouver.Intl.AP.718920_CWEC2016.epw | Electricity | NECB_Default | NECB_Default | NECB_Default | NECB_Default | NECB_Default | NECB_Default | NECB_Default | NECB_Default | NECB_Default | NECB_Default | NECB_Default | NECB_Default | NECB_Default | NECB_Default | NECB_Default | NECB_Default | NECB_Default | NECB_Default | NECB_Default | NECB_Default | NECB_Default | NECB_Default | NECB_Default | NECB_Default | NECB_Default | NECB_Default | NECB_Default | aws_batch | 834599497928 | [5 empty] | baseline-2021-03-24 | 6a87033d-ede6-4783-acf8-880bd0e50e61 | TRUE | TRUE | 9bc4c858-a30f-42af-bb89-087ba9522bd2 |  | 2293.99 | 3471.0086 | 40 | RetailStandalone |  |  | 5 | RetailStandalone | 1 |  | 1 | NECB2011 | 0.24821 | 13984.1807 | 207.0798 | 10.3621 | 100.5356 | 5.5281 | 536.2794 | 212.7738 | VANCOUVER | BRITISH COLUMBIA | 1.6604 | 0 | 0 | 1.6604 | 16.5804 | 0 | 0 | 16.5804 | 0 | 0.040563 | 0 | 0 | 0.58588 | 0.13938 | 0 | 0.13817 | 0.030964 | 0.22339 | 0 | 0 | 0.58588 | 0.013418 | 65.2774 | 0 | Electricity | 40 | 0.757 | [5 empty] | 0.227 | 0.315 | 2.4 | 2.4 | 5 | Vancouver Intl AP | CAN | 42 | 2797 | 49.195 | -123.184 | 4 | 2800 | BC | CAN_BC_Vancouver.Intl.AP.718920_CWEC2016.epw | 0 | 0.084213 | 0.0012299 | 30.78 | 0 | 68.4695 | 0.41833 | 0.0061097 | 152.9 | 0.1 | 2021-03-24 15:16:24 +0000 | eef80c06 | 0.2.11 | :adv_dx_units: NECB_Default :analysis_id: 6a87033d-ede6-4783-acf8-880bd0e50e61 :analysis_name: baseline-2021-03-24 :boiler_eff: NECB_Default :btap_batch_version: 1.0.002 :building_type: RetailStandalone :compute_environment: aws_batch :datapoint_id: 9bc4c858-a30f-42af-bb89-087ba9522bd2 :daylighting_type: NECB_Default :dcv_type: NECB_Default :door_construction_cond: NECB_Default :ecm_system_name: NECB_Default :enable_costing: true :epw_file: CAN_BC_Vancouver.Intl.AP.718920_CWEC2016.epw :erv_package: NECB_Default :ext_floor_cond: NECB_Default :ext_roof_cond: NECB_Default :ext_wall_cond: NECB_Default :fdwr_set: NECB_Default :fixed_wind_solar_trans: NECB_Default :fixed_window_cond: NECB_Default :furnace_eff: NECB_Default :glass_door_cond: NECB_Default :glass_door_solar_trans: NECB_Default :ground_floor_cond: NECB_Default :ground_roof_cond: NECB_Default :ground_wall_cond: NECB_Default :lights_scale: NECB_Default :lights_type: NECB_Default :overhead_door_cond: NECB_Default :primary_heating_fuel: Electricity :pv_ground_azimuth_angle: NECB_Default :pv_ground_module_description: NECB_Default :pv_ground_tilt_angle: NECB_Default :pv_ground_total_area_pv_panels_m2: NECB_Default :pv_ground_type: NECB_Default :rotation_degrees: NECB_Default :run_annual_simulation: true :s3_bucket: '834599497928' :scale_x: NECB_Default :scale_y: NECB_Default :scale_z: NECB_Default :shw_eff: NECB_Default :skylight_cond: NECB_Default :skylight_solar_trans: NECB_Default :srr_set: NECB_Default :template: NECB2011 | 0 | TRUE | 1049.6209 |  | https://s3.console.aws.amazon.com/s3/buckets/834599497928?region=ca-central-1&prefix=sara.gilani/baseline-2021-03-24/6a87033d-ede6-4783-acf8-880bd0e50e61/output/9bc4c858-a30f-42af-bb89-087ba9522bd2/ | 1.0.002 | 0 | 0 |  | 0 | 0 | tier_1 | 0
355 | 0 |  | NECB_Default | NECB_Default | NECB_Default | NECB_Default | NECB_Default | NECB_Default | NECB_Default | NECB_Default | Warehouse | NECB2017 | CAN_AB_Edmonton.Intl.AP.711230_CWEC2016.epw | Electricity | NECB_Default | NECB_Default | NECB_Default | NECB_Default | NECB_Default | NECB_Default | NECB_Default | NECB_Default | NECB_Default | NECB_Default | NECB_Default | NECB_Default | NECB_Default | NECB_Default | NECB_Default | NECB_Default | NECB_Default | NECB_Default | NECB_Default | NECB_Default | NECB_Default | NECB_Default | NECB_Default | NECB_Default | NECB_Default | NECB_Default | NECB_Default | aws_batch | 834599497928 | [5 empty] | baseline-2021-03-24 | 6a87033d-ede6-4783-acf8-880bd0e50e61 | TRUE | TRUE | 69106c4c-f0a2-4251-85bc-a6b188dc23a5 |  | 4835.13 | 7095.2421 | 32.5 | Warehouse |  |  | 2 | Warehouse | 1 |  | 1 | NECB2017 | 0.18734 | 37873.9042 | 214.461 | 12.5547 | 65.4355 | 2.9286 | 400.3704 | 104.9906 | EDMONTON | ALBERTA | 80.0788 | 0 | 0 | 80.0788 | 7.5898 | 0 | 0 | 7.5898 | 0 | 0.018128 | 0 | 0 | 0.3649 | 0.069028 | 0.0012637 | 0.19372 | 0.017578 | 0.05403 | 0 | 2.0682e-06 | 0.3649 | 0.011148 | 81.201 | 0 | Electricity | 32.5 | 0.757 | [5 empty] | 0.138 | 0.21 | 1.9 | 1.9 | 2 | Edmonton Intl AP | CAN | 23 | 5588 | 53.31 | -113.579 | 7a | 5120 | AB | CAN_AB_Edmonton.Intl.AP.711230_CWEC2016.epw | 0 | 0.14747 | 0.0020542 | 53.9 | 0 | 71.7905 | 0.64331 | 0.0089609 | 235.13 | 0.1 | 2021-03-24 15:16:27 +0000 | eef80c06 | 0.2.11 | :adv_dx_units: NECB_Default :analysis_id: 6a87033d-ede6-4783-acf8-880bd0e50e61 :analysis_name: baseline-2021-03-24 :boiler_eff: NECB_Default :btap_batch_version: 1.0.002 :building_type: Warehouse :compute_environment: aws_batch :datapoint_id: 69106c4c-f0a2-4251-85bc-a6b188dc23a5 :daylighting_type: NECB_Default :dcv_type: NECB_Default :door_construction_cond: NECB_Default :ecm_system_name: NECB_Default :enable_costing: true :epw_file: CAN_AB_Edmonton.Intl.AP.711230_CWEC2016.epw :erv_package: NECB_Default :ext_floor_cond: NECB_Default :ext_roof_cond: NECB_Default :ext_wall_cond: NECB_Default :fdwr_set: NECB_Default :fixed_wind_solar_trans: NECB_Default :fixed_window_cond: NECB_Default :furnace_eff: NECB_Default :glass_door_cond: NECB_Default :glass_door_solar_trans: NECB_Default :ground_floor_cond: NECB_Default :ground_roof_cond: NECB_Default :ground_wall_cond: NECB_Default :lights_scale: NECB_Default :lights_type: NECB_Default :overhead_door_cond: NECB_Default :primary_heating_fuel: Electricity :pv_ground_azimuth_angle: NECB_Default :pv_ground_module_description: NECB_Default :pv_ground_tilt_angle: NECB_Default :pv_ground_total_area_pv_panels_m2: NECB_Default :pv_ground_type: NECB_Default :rotation_degrees: NECB_Default :run_annual_simulation: true :s3_bucket: '834599497928' :scale_x: NECB_Default :scale_y: NECB_Default :scale_z: NECB_Default :shw_eff: NECB_Default :skylight_cond: NECB_Default :skylight_solar_trans: NECB_Default :srr_set: NECB_Default :template: NECB2017 | 0 | TRUE | 1051.0947 |  | https://s3.console.aws.amazon.com/s3/buckets/834599497928?region=ca-central-1&prefix=sara.gilani/baseline-2021-03-24/6a87033d-ede6-4783-acf8-880bd0e50e61/output/69106c4c-f0a2-4251-85bc-a6b188dc23a5/ | 1.0.002 | 0 | 0 |  | 0 | 0 | tier_1 | 0
356 | 0 |  | NECB_Default | NECB_Default | NECB_Default | NECB_Default | NECB_Default | NECB_Default | NECB_Default | NECB_Default | Warehouse | NECB2015 | CAN_NS_Halifax.Dockyard.713280_CWEC2016.epw | NaturalGas | NECB_Default | NECB_Default | NECB_Default | NECB_Default | NECB_Default | NECB_Default | NECB_Default | NECB_Default | NECB_Default | NECB_Default | NECB_Default | NECB_Default | NECB_Default | NECB_Default | NECB_Default | NECB_Default | NECB_Default | NECB_Default | NECB_Default | NECB_Default | NECB_Default | NECB_Default | NECB_Default | NECB_Default | NECB_Default | NECB_Default | NECB_Default | aws_batch | 834599497928 | [5 empty] | baseline-2021-03-24 | 6a87033d-ede6-4783-acf8-880bd0e50e61 | TRUE | TRUE | 8195742b-8305-4dd4-9d23-4de99c817ed0 |  | 4835.13 | 7095.2421 | 40 | Warehouse |  |  | 5 | Warehouse | 1 |  | 1 | NECB2015 | 0.18734 | 37873.9042 | 180.5761 | 28.8845 | 57.7387 | 2.8698 | 364.467 | 94.3978 | HALIFAX | NOVA SCOTIA | 42.619 | 10.2765 | 0 | 52.8955 | 8.3584 | 2.5939 | 0 | 10.9523 | 0 | 0.026963 | 0 | 0 | 0.21017 | 0.084643 | 0 | 0.19411 | 0.017578 | 0.078074 | 0.20652 | 0.00291 | 0.41669 | 0.012407 | 36.1782 | 103.9126 | Natural Gas | 40 | 0.757 | [5 empty] | 0.183 | 0.247 | 2.2 | 2.2 | 5 | Halifax Dockyard | CAN | 112 | 3647 | 44.655 | -63.577 | 6 | 4000 | NS | CAN_NS_Halifax.Dockyard.713280_CWEC2016.epw | 0 | 0 | 0 | 0 | 59.99 | 71.7905 | 0.64331 | 0.0089609 | 235.13 | 0.1 | 2021-03-24 15:16:14 +0000 | eef80c06 | 0.2.11 | :adv_dx_units: NECB_Default :analysis_id: 6a87033d-ede6-4783-acf8-880bd0e50e61 :analysis_name: baseline-2021-03-24 :boiler_eff: NECB_Default :btap_batch_version: 1.0.002 :building_type: Warehouse :compute_environment: aws_batch :datapoint_id: 8195742b-8305-4dd4-9d23-4de99c817ed0 :daylighting_type: NECB_Default :dcv_type: NECB_Default :door_construction_cond: NECB_Default :ecm_system_name: NECB_Default :enable_costing: true :epw_file: CAN_NS_Halifax.Dockyard.713280_CWEC2016.epw :erv_package: NECB_Default :ext_floor_cond: NECB_Default :ext_roof_cond: NECB_Default :ext_wall_cond: NECB_Default :fdwr_set: NECB_Default :fixed_wind_solar_trans: NECB_Default :fixed_window_cond: NECB_Default :furnace_eff: NECB_Default :glass_door_cond: NECB_Default :glass_door_solar_trans: NECB_Default :ground_floor_cond: NECB_Default :ground_roof_cond: NECB_Default :ground_wall_cond: NECB_Default :lights_scale: NECB_Default :lights_type: NECB_Default :overhead_door_cond: NECB_Default :primary_heating_fuel: NaturalGas :pv_ground_azimuth_angle: NECB_Default :pv_ground_module_description: NECB_Default :pv_ground_tilt_angle: NECB_Default :pv_ground_total_area_pv_panels_m2: NECB_Default :pv_ground_type: NECB_Default :rotation_degrees: NECB_Default :run_annual_simulation: true :s3_bucket: '834599497928' :scale_x: NECB_Default :scale_y: NECB_Default :scale_z: NECB_Default :shw_eff: NECB_Default :skylight_cond: NECB_Default :skylight_solar_trans: NECB_Default :srr_set: NECB_Default :template: NECB2015 | 0 | TRUE | 1051.7189 |  | https://s3.console.aws.amazon.com/s3/buckets/834599497928?region=ca-central-1&prefix=sara.gilani/baseline-2021-03-24/6a87033d-ede6-4783-acf8-880bd0e50e61/output/8195742b-8305-4dd4-9d23-4de99c817ed0/ | 1.0.002 | 0 | 0 |  | 0 | 0 | tier_1 | 0
357 | 0 |  | NECB_Default | NECB_Default | NECB_Default | NECB_Default | NECB_Default | NECB_Default | NECB_Default | NECB_Default | Warehouse | NECB2015 | CAN_QC_Montreal-Trudeau.Intl.AP.716270_CWEC2016.epw | NaturalGas | NECB_Default | NECB_Default | NECB_Default | NECB_Default | NECB_Default | NECB_Default | NECB_Default | NECB_Default | NECB_Default | NECB_Default | NECB_Default | NECB_Default | NECB_Default | NECB_Default | NECB_Default | NECB_Default | NECB_Default | NECB_Default | NECB_Default | NECB_Default | NECB_Default | NECB_Default | NECB_Default | NECB_Default | NECB_Default | NECB_Default | NECB_Default | aws_batch | 834599497928 | [5 empty] | baseline-2021-03-24 | 6a87033d-ede6-4783-acf8-880bd0e50e61 | TRUE | TRUE | 9a24ab78-8cbd-43fe-ae4b-5a7d2baafd73 |  | 4835.13 | 7095.2421 | 37.3 | Warehouse |  |  | 5 | Warehouse | 1 |  | 1 | NECB2015 | 0.18734 | 37873.9042 | 208.0614 | 34.1436 | 59.9006 | 3.0379 | 410.1278 | 104.9844 | MONTREAL | QUEBEC | 0.090489 | 13.6671 | 0 | 13.7576 | 5.7632 | 3.58 | 0 | 9.3432 | 0 | 0.045699 | 0 | 0 | 0.23286 | 0.08812 | 0 | 0.26409 | 0.017578 | 0.078074 | 0.27666 | 0.0033856 | 0.50952 | 0.01257 | 42.1342 | 113.0075 | Natural Gas | 37.3 | 0.757 | [5 empty] | 0.183 | 0.247 | 2.2 | 2.2 | 5 | Montreal-Trudeau Intl AP | CAN | 323 | 4090 | 45.471 | -73.741 | 6 | 4400 | QC | CAN_QC_Montreal-Trudeau.Intl.AP.716270_CWEC2016.epw | 0 | 0 | 0 | 0 | 60.78 | 71.7905 | 0.64331 | 0.0089609 | 235.13 | 0.1 | 2021-03-24 15:16:24 +0000 | eef80c06 | 0.2.11 | :adv_dx_units: NECB_Default :analysis_id: 6a87033d-ede6-4783-acf8-880bd0e50e61 :analysis_name: baseline-2021-03-24 :boiler_eff: NECB_Default :btap_batch_version: 1.0.002 :building_type: Warehouse :compute_environment: aws_batch :datapoint_id: 9a24ab78-8cbd-43fe-ae4b-5a7d2baafd73 :daylighting_type: NECB_Default :dcv_type: NECB_Default :door_construction_cond: NECB_Default :ecm_system_name: NECB_Default :enable_costing: true :epw_file: CAN_QC_Montreal-Trudeau.Intl.AP.716270_CWEC2016.epw :erv_package: NECB_Default :ext_floor_cond: NECB_Default :ext_roof_cond: NECB_Default :ext_wall_cond: NECB_Default :fdwr_set: NECB_Default :fixed_wind_solar_trans: NECB_Default :fixed_window_cond: NECB_Default :furnace_eff: NECB_Default :glass_door_cond: NECB_Default :glass_door_solar_trans: NECB_Default :ground_floor_cond: NECB_Default :ground_roof_cond: NECB_Default :ground_wall_cond: NECB_Default :lights_scale: NECB_Default :lights_type: NECB_Default :overhead_door_cond: NECB_Default :primary_heating_fuel: NaturalGas :pv_ground_azimuth_angle: NECB_Default :pv_ground_module_description: NECB_Default :pv_ground_tilt_angle: NECB_Default :pv_ground_total_area_pv_panels_m2: NECB_Default :pv_ground_type: NECB_Default :rotation_degrees: NECB_Default :run_annual_simulation: true :s3_bucket: '834599497928' :scale_x: NECB_Default :scale_y: NECB_Default :scale_z: NECB_Default :shw_eff: NECB_Default :skylight_cond: NECB_Default :skylight_solar_trans: NECB_Default :srr_set: NECB_Default :template: NECB2015 | 0 | TRUE | 1051.998 |  | https://s3.console.aws.amazon.com/s3/buckets/834599497928?region=ca-central-1&prefix=sara.gilani/baseline-2021-03-24/6a87033d-ede6-4783-acf8-880bd0e50e61/output/9a24ab78-8cbd-43fe-ae4b-5a7d2baafd73/ | 1.0.002 | 0 | 0 |  | 0 | 0 | tier_1 | 0
358 | 0 |  | NECB_Default | NECB_Default | NECB_Default | NECB_Default | NECB_Default | NECB_Default | NECB_Default | NECB_Default | RetailStandalone | NECB2011 | CAN_YT_Whitehorse.Intl.AP.719640_CWEC2016.epw | Electricity | NECB_Default | NECB_Default | NECB_Default | NECB_Default | NECB_Default | NECB_Default | NECB_Default | NECB_Default | NECB_Default | NECB_Default | NECB_Default | NECB_Default | NECB_Default | NECB_Default | NECB_Default | NECB_Default | NECB_Default | NECB_Default | NECB_Default | NECB_Default | NECB_Default | NECB_Default | NECB_Default | NECB_Default | NECB_Default | NECB_Default | NECB_Default | aws_batch | 834599497928 | [5 empty] | baseline-2021-03-24 | 6a87033d-ede6-4783-acf8-880bd0e50e61 | TRUE | TRUE | 24b5e3e1-3110-4347-821d-7f444a6c7b8c |  | 2293.99 | 3471.0086 | 22.8 | RetailStandalone |  |  | 5 | RetailStandalone | 1 |  | 1 | NECB2011 | 0.24821 | 13984.1807 | 175.4154 | 10.2228 | 96.0358 | 5.3904 | 494.9823 | 207.9179 | WHITEHORSE | YUKON | 11.6867 | 0 | 0 | 11.6867 | 26.764 | 0 | 0 | 26.764 | 0 | 0.012424 | 0 | 0 | 0.75138 | 0.12229 | 0 | 0.34666 | 0.030964 | 0.22339 | 0 | 0 | 0.75138 | 0.01565 | 113.3677 | 0 | Electricity | 22.8 | 0.757 | [5 empty] | 0.162 | 0.21 | 2.2 | 2.2 | 5 | Whitehorse Intl AP | CAN | 5 | 6491 | 60.709 | -135.069 | 7b | 6580 | YT | CAN_YT_Whitehorse.Intl.AP.719640_CWEC2016.epw | 0 | 0.098222 | 0.0014345 | 35.9 | 0 | 68.4695 | 0.41833 | 0.0061097 | 152.9 | 0.1 | 2021-03-24 15:16:20 +0000 | eef80c06 | 0.2.11 | :adv_dx_units: NECB_Default :analysis_id: 6a87033d-ede6-4783-acf8-880bd0e50e61 :analysis_name: baseline-2021-03-24 :boiler_eff: NECB_Default :btap_batch_version: 1.0.002 :building_type: RetailStandalone :compute_environment: aws_batch :datapoint_id: 24b5e3e1-3110-4347-821d-7f444a6c7b8c :daylighting_type: NECB_Default :dcv_type: NECB_Default :door_construction_cond: NECB_Default :ecm_system_name: NECB_Default :enable_costing: true :epw_file: CAN_YT_Whitehorse.Intl.AP.719640_CWEC2016.epw :erv_package: NECB_Default :ext_floor_cond: NECB_Default :ext_roof_cond: NECB_Default :ext_wall_cond: NECB_Default :fdwr_set: NECB_Default :fixed_wind_solar_trans: NECB_Default :fixed_window_cond: NECB_Default :furnace_eff: NECB_Default :glass_door_cond: NECB_Default :glass_door_solar_trans: NECB_Default :ground_floor_cond: NECB_Default :ground_roof_cond: NECB_Default :ground_wall_cond: NECB_Default :lights_scale: NECB_Default :lights_type: NECB_Default :overhead_door_cond: NECB_Default :primary_heating_fuel: Electricity :pv_ground_azimuth_angle: NECB_Default :pv_ground_module_description: NECB_Default :pv_ground_tilt_angle: NECB_Default :pv_ground_total_area_pv_panels_m2: NECB_Default :pv_ground_type: NECB_Default :rotation_degrees: NECB_Default :run_annual_simulation: true :s3_bucket: '834599497928' :scale_x: NECB_Default :scale_y: NECB_Default :scale_z: NECB_Default :shw_eff: NECB_Default :skylight_cond: NECB_Default :skylight_solar_trans: NECB_Default :srr_set: NECB_Default :template: NECB2011 | 0 | TRUE | 1049.9386 |  | https://s3.console.aws.amazon.com/s3/buckets/834599497928?region=ca-central-1&prefix=sara.gilani/baseline-2021-03-24/6a87033d-ede6-4783-acf8-880bd0e50e61/output/24b5e3e1-3110-4347-821d-7f444a6c7b8c/ | 1.0.002 | 0 | 0 |  | 0 | 0 | tier_1 | 0
359 | 0 |  | NECB_Default | NECB_Default | NECB_Default | NECB_Default | NECB_Default | NECB_Default | NECB_Default | NECB_Default | Warehouse | NECB2015 | CAN_YT_Whitehorse.Intl.AP.719640_CWEC2016.epw | NaturalGas | NECB_Default | NECB_Default | NECB_Default | NECB_Default | NECB_Default | NECB_Default | NECB_Default | NECB_Default | NECB_Default | NECB_Default | NECB_Default | NECB_Default | NECB_Default | NECB_Default | NECB_Default | NECB_Default | NECB_Default | NECB_Default | NECB_Default | NECB_Default | NECB_Default | NECB_Default | NECB_Default | NECB_Default | NECB_Default | NECB_Default | NECB_Default | aws_batch | 834599497928 | [5 empty] | baseline-2021-03-24 | 6a87033d-ede6-4783-acf8-880bd0e50e61 | TRUE | TRUE | c39e9603-5cac-4196-b542-99dad5b900af |  | 4835.13 | 7095.2421 | 22.8 | Warehouse |  |  | 5 | Warehouse | 1 |  | 1 | NECB2015 | 0.18734 | 37873.9042 | 165.8524 | 27.7545 | 55.9159 | 2.7956 | 331.2589 | 78.9405 | WHITEHORSE | YUKON | 2.7358 | 17.9141 | 0 | 20.6499 | 6.2653 | 3.2653 | 0 | 9.5305 | 0 | 0.0070815 | 0 | 0 | 0.17589 | 0.069649 | 0 | 0.34585 | 0.017578 | 0.078074 | 0.36001 | 0.0035097 | 0.5359 | 0.014153 | 30.3724 | 100.5757 | Natural Gas | 22.8 | 0.757 | [5 empty] | 0.162 | 0.21 | 2.2 | 2.2 | 5 | Whitehorse Intl AP | CAN | 5 | 6491 | 60.709 | -135.069 | 7b | 6580 | YT | CAN_YT_Whitehorse.Intl.AP.719640_CWEC2016.epw | 0 | 0 | 0 | 0 | 68.43 | 71.7905 | 0.64331 | 0.0089609 | 235.13 | 0.1 | 2021-03-24 15:16:20 +0000 | eef80c06 | 0.2.11 | :adv_dx_units: NECB_Default :analysis_id: 6a87033d-ede6-4783-acf8-880bd0e50e61 :analysis_name: baseline-2021-03-24 :boiler_eff: NECB_Default :btap_batch_version: 1.0.002 :building_type: Warehouse :compute_environment: aws_batch :datapoint_id: c39e9603-5cac-4196-b542-99dad5b900af :daylighting_type: NECB_Default :dcv_type: NECB_Default :door_construction_cond: NECB_Default :ecm_system_name: NECB_Default :enable_costing: true :epw_file: CAN_YT_Whitehorse.Intl.AP.719640_CWEC2016.epw :erv_package: NECB_Default :ext_floor_cond: NECB_Default :ext_roof_cond: NECB_Default :ext_wall_cond: NECB_Default :fdwr_set: NECB_Default :fixed_wind_solar_trans: NECB_Default :fixed_window_cond: NECB_Default :furnace_eff: NECB_Default :glass_door_cond: NECB_Default :glass_door_solar_trans: NECB_Default :ground_floor_cond: NECB_Default :ground_roof_cond: NECB_Default :ground_wall_cond: NECB_Default :lights_scale: NECB_Default :lights_type: NECB_Default :overhead_door_cond: NECB_Default :primary_heating_fuel: NaturalGas :pv_ground_azimuth_angle: NECB_Default :pv_ground_module_description: NECB_Default :pv_ground_tilt_angle: NECB_Default :pv_ground_total_area_pv_panels_m2: NECB_Default :pv_ground_type: NECB_Default :rotation_degrees: NECB_Default :run_annual_simulation: true :s3_bucket: '834599497928' :scale_x: NECB_Default :scale_y: NECB_Default :scale_z: NECB_Default :shw_eff: NECB_Default :skylight_cond: NECB_Default :skylight_solar_trans: NECB_Default :srr_set: NECB_Default :template: NECB2015 | 0 | TRUE | 1051.5909 |  | https://s3.console.aws.amazon.com/s3/buckets/834599497928?region=ca-central-1&prefix=sara.gilani/baseline-2021-03-24/6a87033d-ede6-4783-acf8-880bd0e50e61/output/c39e9603-5cac-4196-b542-99dad5b900af/ | 1.0.002 | 0 | 0 |  | 0 | 0 | tier_1 | 0
360 | 0 |  | NECB_Default | NECB_Default | NECB_Default | NECB_Default | NECB_Default | NECB_Default | NECB_Default | NECB_Default | Warehouse | NECB2017 | CAN_QC_Montreal-Trudeau.Intl.AP.716270_CWEC2016.epw | Electricity | NECB_Default | NECB_Default | NECB_Default | NECB_Default | NECB_Default | NECB_Default | NECB_Default | NECB_Default | NECB_Default | NECB_Default | NECB_Default | NECB_Default | NECB_Default | NECB_Default | NECB_Default | NECB_Default | NECB_Default | NECB_Default | NECB_Default | NECB_Default | NECB_Default | NECB_Default | NECB_Default | NECB_Default | NECB_Default | NECB_Default | NECB_Default | aws_batch | 834599497928 | [5 empty] | baseline-2021-03-24 | 6a87033d-ede6-4783-acf8-880bd0e50e61 | TRUE | TRUE | 125f80d7-cde8-47d3-b719-f5226a522d42 |  | 4835.13 | 7095.2421 | 37.3 | Warehouse |  |  | 2 | Warehouse | 1 |  | 1 | NECB2017 | 0.18734 | 37873.9042 | 215.1411 | 13.8877 | 59.9006 | 2.8852 | 401.4889 | 109.6743 | MONTREAL | QUEBEC | 0.14206 | 0 | 0 | 0.14206 | 9.0478 | 0 | 0 | 9.0478 | 0 | 0.034661 | 0 | 0 | 0.36557 | 0.069841 | 0.0015553 | 0.17767 | 0.017578 | 0.05403 | 0 | 2.0682e-06 | 0.36557 | 0.010231 | 98.0823 | 0 | Electricity | 37.3 | 0.757 | [5 empty] | 0.156 | 0.247 | 1.9 | 1.9 | 2 | Montreal-Trudeau Intl AP | CAN | 323 | 4090 | 45.471 | -73.741 | 6 | 4400 | QC | CAN_QC_Montreal-Trudeau.Intl.AP.716270_CWEC2016.epw | 0 | 0.13535 | 0.0018853 | 49.47 | 0 | 71.7905 | 0.64331 | 0.0089609 | 235.13 | 0.1 | 2021-03-24 15:16:20 +0000 | eef80c06 | 0.2.11 | :adv_dx_units: NECB_Default :analysis_id: 6a87033d-ede6-4783-acf8-880bd0e50e61 :analysis_name: baseline-2021-03-24 :boiler_eff: NECB_Default :btap_batch_version: 1.0.002 :building_type: Warehouse :compute_environment: aws_batch :datapoint_id: 125f80d7-cde8-47d3-b719-f5226a522d42 :daylighting_type: NECB_Default :dcv_type: NECB_Default :door_construction_cond: NECB_Default :ecm_system_name: NECB_Default :enable_costing: true :epw_file: CAN_QC_Montreal-Trudeau.Intl.AP.716270_CWEC2016.epw :erv_package: NECB_Default :ext_floor_cond: NECB_Default :ext_roof_cond: NECB_Default :ext_wall_cond: NECB_Default :fdwr_set: NECB_Default :fixed_wind_solar_trans: NECB_Default :fixed_window_cond: NECB_Default :furnace_eff: NECB_Default :glass_door_cond: NECB_Default :glass_door_solar_trans: NECB_Default :ground_floor_cond: NECB_Default :ground_roof_cond: NECB_Default :ground_wall_cond: NECB_Default :lights_scale: NECB_Default :lights_type: NECB_Default :overhead_door_cond: NECB_Default :primary_heating_fuel: Electricity :pv_ground_azimuth_angle: NECB_Default :pv_ground_module_description: NECB_Default :pv_ground_tilt_angle: NECB_Default :pv_ground_total_area_pv_panels_m2: NECB_Default :pv_ground_type: NECB_Default :rotation_degrees: NECB_Default :run_annual_simulation: true :s3_bucket: '834599497928' :scale_x: NECB_Default :scale_y: NECB_Default :scale_z: NECB_Default :shw_eff: NECB_Default :skylight_cond: NECB_Default :skylight_solar_trans: NECB_Default :srr_set: NECB_Default :template: NECB2017 | 0 | TRUE | 1051.5569 |  | https://s3.console.aws.amazon.com/s3/buckets/834599497928?region=ca-central-1&prefix=sara.gilani/baseline-2021-03-24/6a87033d-ede6-4783-acf8-880bd0e50e61/output/125f80d7-cde8-47d3-b719-f5226a522d42/ | 1.0.002 | 0 | 0 |  | 0 | 0 | tier_1 | 0
361 | 0 |  | NECB_Default | NECB_Default | NECB_Default | NECB_Default | NECB_Default | NECB_Default | NECB_Default | NECB_Default | Warehouse | NECB2015 | CAN_BC_Vancouver.Intl.AP.718920_CWEC2016.epw | NaturalGas | NECB_Default | NECB_Default | NECB_Default | NECB_Default | NECB_Default | NECB_Default | NECB_Default | NECB_Default | NECB_Default | NECB_Default | NECB_Default | NECB_Default | NECB_Default | NECB_Default | NECB_Default | NECB_Default | NECB_Default | NECB_Default | NECB_Default | NECB_Default | NECB_Default | NECB_Default | NECB_Default | NECB_Default | NECB_Default | NECB_Default | NECB_Default | aws_batch | 834599497928 | [5 empty] | baseline-2021-03-24 | 6a87033d-ede6-4783-acf8-880bd0e50e61 | TRUE | TRUE | e9da63bc-e402-4040-9a2c-8653df7a9c18 |  | 4835.13 | 7095.2421 | 40 | Warehouse |  |  | 5 | Warehouse | 1 |  | 1 | NECB2015 | 0.18734 | 37873.9042 | 201.0916 | 27.7134 | 58.1037 | 2.9278 | 387.1574 | 97.3209 | VANCOUVER | BRITISH COLUMBIA | 0.59769 | 8.8812 | 0 | 9.4789 | 5.9685 | 1.9924 | 0 | 7.961 | 0 | 0.025989 | 0 | 0 | 0.2109 | 0.086631 | 0 | 0.16429 | 0.017578 | 0.078074 | 0.17616 | 0.0026328 | 0.38707 | 0.011876 | 36.6485 | 115.2042 | Natural Gas | 40 | 0.757 | [5 empty] | 0.227 | 0.315 | 2.4 | 2.4 | 5 | Vancouver Intl AP | CAN | 42 | 2797 | 49.195 | -123.184 | 4 | 2800 | BC | CAN_BC_Vancouver.Intl.AP.718920_CWEC2016.epw | 0 | 0 | 0 | 0 | 57.42 | 71.7905 | 0.64331 | 0.0089609 | 235.13 | 0.1 | 2021-03-24 15:16:22 +0000 | eef80c06 | 0.2.11 | :adv_dx_units: NECB_Default :analysis_id: 6a87033d-ede6-4783-acf8-880bd0e50e61 :analysis_name: baseline-2021-03-24 :boiler_eff: NECB_Default :btap_batch_version: 1.0.002 :building_type: Warehouse :compute_environment: aws_batch :datapoint_id: e9da63bc-e402-4040-9a2c-8653df7a9c18 :daylighting_type: NECB_Default :dcv_type: NECB_Default :door_construction_cond: NECB_Default :ecm_system_name: NECB_Default :enable_costing: true :epw_file: CAN_BC_Vancouver.Intl.AP.718920_CWEC2016.epw :erv_package: NECB_Default :ext_floor_cond: NECB_Default :ext_roof_cond: NECB_Default :ext_wall_cond: NECB_Default :fdwr_set: NECB_Default :fixed_wind_solar_trans: NECB_Default :fixed_window_cond: NECB_Default :furnace_eff: NECB_Default :glass_door_cond: NECB_Default :glass_door_solar_trans: NECB_Default :ground_floor_cond: NECB_Default :ground_roof_cond: NECB_Default :ground_wall_cond: NECB_Default :lights_scale: NECB_Default :lights_type: NECB_Default :overhead_door_cond: NECB_Default :primary_heating_fuel: NaturalGas :pv_ground_azimuth_angle: NECB_Default :pv_ground_module_description: NECB_Default :pv_ground_tilt_angle: NECB_Default :pv_ground_total_area_pv_panels_m2: NECB_Default :pv_ground_type: NECB_Default :rotation_degrees: NECB_Default :run_annual_simulation: true :s3_bucket: '834599497928' :scale_x: NECB_Default :scale_y: NECB_Default :scale_z: NECB_Default :shw_eff: NECB_Default :skylight_cond: NECB_Default :skylight_solar_trans: NECB_Default :srr_set: NECB_Default :template: NECB2015 | 0 | TRUE | 1051.886 |  | https://s3.console.aws.amazon.com/s3/buckets/834599497928?region=ca-central-1&prefix=sara.gilani/baseline-2021-03-24/6a87033d-ede6-4783-acf8-880bd0e50e61/output/e9da63bc-e402-4040-9a2c-8653df7a9c18/ | 1.0.002 | 0 | 0 |  | 0 | 0 | tier_1 | 0
362 | 0 |  | NECB_Default | NECB_Default | NECB_Default | NECB_Default | NECB_Default | NECB_Default | NECB_Default | NECB_Default | RetailStandalone | NECB2015 | CAN_QC_Montreal-Trudeau.Intl.AP.716270_CWEC2016.epw | Electricity | NECB_Default | NECB_Default | NECB_Default | NECB_Default | NECB_Default | NECB_Default | NECB_Default | NECB_Default | NECB_Default | NECB_Default | NECB_Default | NECB_Default | NECB_Default | NECB_Default | NECB_Default | NECB_Default | NECB_Default | NECB_Default | NECB_Default | NECB_Default | NECB_Default | NECB_Default | NECB_Default | NECB_Default | NECB_Default | NECB_Default | NECB_Default | aws_batch | 834599497928 | [5 empty] | baseline-2021-03-24 | 6a87033d-ede6-4783-acf8-880bd0e50e61 | TRUE | TRUE | 4fe873a4-9b93-4a36-9fa2-af76f414cdf0 |  | 2293.99 | 3471.0086 | 37.3 | RetailStandalone |  |  | 5 | RetailStandalone | 1 |  | 1 | NECB2015 | 0.24821 | 13984.1807 | 215.2026 | 12.8725 | 103.6828 | 5.5923 | 569.8815 | 232.5313 | MONTREAL | QUEBEC | 0.27572 | 0 | 0 | 0.27572 | 17.5603 | 0 | 0 | 17.5603 | 0 | 0.072734 | 0 | 0 | 0.70951 | 0.13178 | 0 | 0.25563 | 0.032271 | 0.20616 | 0 | 0 | 0.70951 | 0.010929 | 99.0225 | 0 | Electricity | 37.3 | 0.757 | [5 empty] | 0.183 | 0.247 | 2.2 | 2.2 | 5 | Montreal-Trudeau Intl AP | CAN | 323 | 4090 | 45.471 | -73.741 | 6 | 4400 | QC | CAN_QC_Montreal-Trudeau.Intl.AP.716270_CWEC2016.epw | 0 | 0.068591 | 0.0010024 | 25.07 | 0 | 68.4249 | 0.3214 | 0.0046971 | 117.47 | 0.1 | 2021-03-24 15:16:38 +0000 | eef80c06 | 0.2.11 | :adv_dx_units: NECB_Default :analysis_id: 6a87033d-ede6-4783-acf8-880bd0e50e61 :analysis_name: baseline-2021-03-24 :boiler_eff: NECB_Default :btap_batch_version: 1.0.002 :building_type: RetailStandalone :compute_environment: aws_batch :datapoint_id: 4fe873a4-9b93-4a36-9fa2-af76f414cdf0 :daylighting_type: NECB_Default :dcv_type: NECB_Default :door_construction_cond: NECB_Default :ecm_system_name: NECB_Default :enable_costing: true :epw_file: CAN_QC_Montreal-Trudeau.Intl.AP.716270_CWEC2016.epw :erv_package: NECB_Default :ext_floor_cond: NECB_Default :ext_roof_cond: NECB_Default :ext_wall_cond: NECB_Default :fdwr_set: NECB_Default :fixed_wind_solar_trans: NECB_Default :fixed_window_cond: NECB_Default :furnace_eff: NECB_Default :glass_door_cond: NECB_Default :glass_door_solar_trans: NECB_Default :ground_floor_cond: NECB_Default :ground_roof_cond: NECB_Default :ground_wall_cond: NECB_Default :lights_scale: NECB_Default :lights_type: NECB_Default :overhead_door_cond: NECB_Default :primary_heating_fuel: Electricity :pv_ground_azimuth_angle: NECB_Default :pv_ground_module_description: NECB_Default :pv_ground_tilt_angle: NECB_Default :pv_ground_total_area_pv_panels_m2: NECB_Default :pv_ground_type: NECB_Default :rotation_degrees: NECB_Default :run_annual_simulation: true :s3_bucket: '834599497928' :scale_x: NECB_Default :scale_y: NECB_Default :scale_z: NECB_Default :shw_eff: NECB_Default :skylight_cond: NECB_Default :skylight_solar_trans: NECB_Default :srr_set: NECB_Default :template: NECB2015 | 0 | TRUE | 1050.0636 |  | https://s3.console.aws.amazon.com/s3/buckets/834599497928?region=ca-central-1&prefix=sara.gilani/baseline-2021-03-24/6a87033d-ede6-4783-acf8-880bd0e50e61/output/4fe873a4-9b93-4a36-9fa2-af76f414cdf0/ | 1.0.002 | 0 | 0 |  | 0 | 0 | tier_1 | 0
363 | 0 |  | NECB_Default | NECB_Default | NECB_Default | NECB_Default | NECB_Default | NECB_Default | NECB_Default | NECB_Default | RetailStandalone | NECB2011 | CAN_AB_Edmonton.Intl.AP.711230_CWEC2016.epw | Electricity | NECB_Default | NECB_Default | NECB_Default | NECB_Default | NECB_Default | NECB_Default | NECB_Default | NECB_Default | NECB_Default | NECB_Default | NECB_Default | NECB_Default | NECB_Default | NECB_Default | NECB_Default | NECB_Default | NECB_Default | NECB_Default | NECB_Default | NECB_Default | NECB_Default | NECB_Default | NECB_Default | NECB_Default | NECB_Default | NECB_Default | NECB_Default | aws_batch | 834599497928 | [5 empty] | baseline-2021-03-24 | 6a87033d-ede6-4783-acf8-880bd0e50e61 | TRUE | TRUE | 9e632f0a-011c-4ca7-9571-ab0ed6659382 |  | 2293.99 | 3471.0086 | 32.5 | RetailStandalone |  |  | 5 | RetailStandalone | 1 |  | 1 | NECB2011 | 0.24821 | 13984.1807 | 218.7585 | 12.3389 | 113.5275 | 5.6275 | 582.7192 | 232.4669 | EDMONTON | ALBERTA | 162.2204 | 0 | 0 | 162.2204 | 15.3751 | 0 | 0 | 15.3751 | 0 | 0.039839 | 0 | 0 | 0.73919 | 0.14368 | 0 | 0.28613 | 0.030964 | 0.22339 | 0 | 0 | 0.73919 | 0.015196 | 94.5503 | 0 | Electricity | 32.5 | 0.757 | [5 empty] | 0.162 | 0.21 | 2.2 | 2.2 | 5 | Edmonton Intl AP | CAN | 23 | 5588 | 53.31 | -113.579 | 7a | 5120 | AB | CAN_AB_Edmonton.Intl.AP.711230_CWEC2016.epw | 0 | 0.095376 | 0.001393 | 34.86 | 0 | 68.4695 | 0.41833 | 0.0061097 | 152.9 | 0.1 | 2021-03-24 15:16:29 +0000 | eef80c06 | 0.2.11 | :adv_dx_units: NECB_Default :analysis_id: 6a87033d-ede6-4783-acf8-880bd0e50e61 :analysis_name: baseline-2021-03-24 :boiler_eff: NECB_Default :btap_batch_version: 1.0.002 :building_type: RetailStandalone :compute_environment: aws_batch :datapoint_id: 9e632f0a-011c-4ca7-9571-ab0ed6659382 :daylighting_type: NECB_Default :dcv_type: NECB_Default :door_construction_cond: NECB_Default :ecm_system_name: NECB_Default :enable_costing: true :epw_file: CAN_AB_Edmonton.Intl.AP.711230_CWEC2016.epw :erv_package: NECB_Default :ext_floor_cond: NECB_Default :ext_roof_cond: NECB_Default :ext_wall_cond: NECB_Default :fdwr_set: NECB_Default :fixed_wind_solar_trans: NECB_Default :fixed_window_cond: NECB_Default :furnace_eff: NECB_Default :glass_door_cond: NECB_Default :glass_door_solar_trans: NECB_Default :ground_floor_cond: NECB_Default :ground_roof_cond: NECB_Default :ground_wall_cond: NECB_Default :lights_scale: NECB_Default :lights_type: NECB_Default :overhead_door_cond: NECB_Default :primary_heating_fuel: Electricity :pv_ground_azimuth_angle: NECB_Default :pv_ground_module_description: NECB_Default :pv_ground_tilt_angle: NECB_Default :pv_ground_total_area_pv_panels_m2: NECB_Default :pv_ground_type: NECB_Default :rotation_degrees: NECB_Default :run_annual_simulation: true :s3_bucket: '834599497928' :scale_x: NECB_Default :scale_y: NECB_Default :scale_z: NECB_Default :shw_eff: NECB_Default :skylight_cond: NECB_Default :skylight_solar_trans: NECB_Default :srr_set: NECB_Default :template: NECB2011 | 0 | TRUE | 1050.4888 |  | https://s3.console.aws.amazon.com/s3/buckets/834599497928?region=ca-central-1&prefix=sara.gilani/baseline-2021-03-24/6a87033d-ede6-4783-acf8-880bd0e50e61/output/9e632f0a-011c-4ca7-9571-ab0ed6659382/ | 1.0.002 | 0 | 0 |  | 0 | 0 | tier_1 | 0
364 | 0 |  | NECB_Default | NECB_Default | NECB_Default | NECB_Default | NECB_Default | NECB_Default | NECB_Default | NECB_Default | RetailStripmall | NECB2015 | CAN_BC_Vancouver.Intl.AP.718920_CWEC2016.epw | NaturalGas | NECB_Default | NECB_Default | NECB_Default | NECB_Default | NECB_Default | NECB_Default | NECB_Default | NECB_Default | NECB_Default | NECB_Default | NECB_Default | NECB_Default | NECB_Default | NECB_Default | NECB_Default | NECB_Default | NECB_Default | NECB_Default | NECB_Default | NECB_Default | NECB_Default | NECB_Default | NECB_Default | NECB_Default | NECB_Default | NECB_Default | NECB_Default | aws_batch | 834599497928 | [5 empty] | baseline-2021-03-24 | 6a87033d-ede6-4783-acf8-880bd0e50e61 | TRUE | TRUE | 8d0e0785-681b-4c22-bb4e-dba00a7538b2 |  | 2090.32 | 3274.4664 | 40 | RetailStripmall |  |  | 5 | RetailStripmall | 1 |  | 1 | NECB2015 | 0.30241 | 10827.8493 | 213.9683 | 36.1772 | 109.3005 | 5.9542 | 583.0814 | 217.6812 | VANCOUVER | BRITISH COLUMBIA | 1.3276 | 12.0667 | 0 | 13.3943 | 13.2575 | 2.7071 | 0 | 15.9646 | 0 | 0.039415 | 0 | 0 | 0.46846 | 0.16693 | 0 | 0.22438 | 0.036162 | 0.22421 | 0.23935 | 0.0017414 | 0.70781 | 0.014974 | 53.2962 | 74.0829 | Natural Gas | 40 | 0.757 | [5 empty] | 0.227 | 0.315 | 2.4 | 2.4 | 5 | Vancouver Intl AP | CAN | 42 | 2797 | 49.195 | -123.184 | 4 | 2800 | BC | CAN_BC_Vancouver.Intl.AP.718920_CWEC2016.epw | 0 | 0 | 0 | 0 | 31.3 | 435.6285 | 0.35319 | 0.00081075 | 129.09 | 0.1 | 2021-03-24 15:16:39 +0000 | eef80c06 | 0.2.11 | :adv_dx_units: NECB_Default :analysis_id: 6a87033d-ede6-4783-acf8-880bd0e50e61 :analysis_name: baseline-2021-03-24 :boiler_eff: NECB_Default :btap_batch_version: 1.0.002 :building_type: RetailStripmall :compute_environment: aws_batch :datapoint_id: 8d0e0785-681b-4c22-bb4e-dba00a7538b2 :daylighting_type: NECB_Default :dcv_type: NECB_Default :door_construction_cond: NECB_Default :ecm_system_name: NECB_Default :enable_costing: true :epw_file: CAN_BC_Vancouver.Intl.AP.718920_CWEC2016.epw :erv_package: NECB_Default :ext_floor_cond: NECB_Default :ext_roof_cond: NECB_Default :ext_wall_cond: NECB_Default :fdwr_set: NECB_Default :fixed_wind_solar_trans: NECB_Default :fixed_window_cond: NECB_Default :furnace_eff: NECB_Default :glass_door_cond: NECB_Default :glass_door_solar_trans: NECB_Default :ground_floor_cond: NECB_Default :ground_roof_cond: NECB_Default :ground_wall_cond: NECB_Default :lights_scale: NECB_Default :lights_type: NECB_Default :overhead_door_cond: NECB_Default :primary_heating_fuel: NaturalGas :pv_ground_azimuth_angle: NECB_Default :pv_ground_module_description: NECB_Default :pv_ground_tilt_angle: NECB_Default :pv_ground_total_area_pv_panels_m2: NECB_Default :pv_ground_type: NECB_Default :rotation_degrees: NECB_Default :run_annual_simulation: true :s3_bucket: '834599497928' :scale_x: NECB_Default :scale_y: NECB_Default :scale_z: NECB_Default :shw_eff: NECB_Default :skylight_cond: NECB_Default :skylight_solar_trans: NECB_Default :srr_set: NECB_Default :template: NECB2015 | 0 | TRUE | 1048.0613 |  | https://s3.console.aws.amazon.com/s3/buckets/834599497928?region=ca-central-1&prefix=sara.gilani/baseline-2021-03-24/6a87033d-ede6-4783-acf8-880bd0e50e61/output/8d0e0785-681b-4c22-bb4e-dba00a7538b2/ | 1.0.002 | 0 | 0 |  | 0 | 0 | tier_1 | 0
365 | 0 |  | NECB_Default | NECB_Default | NECB_Default | NECB_Default | NECB_Default | NECB_Default | NECB_Default | NECB_Default | RetailStandalone | NECB2011 | CAN_NS_Halifax.Dockyard.713280_CWEC2016.epw | Electricity | NECB_Default | NECB_Default | NECB_Default | NECB_Default | NECB_Default | NECB_Default | NECB_Default | NECB_Default | NECB_Default | NECB_Default | NECB_Default | NECB_Default | NECB_Default | NECB_Default | NECB_Default | NECB_Default | NECB_Default | NECB_Default | NECB_Default | NECB_Default | NECB_Default | NECB_Default | NECB_Default | NECB_Default | NECB_Default | NECB_Default | NECB_Default | aws_batch | 834599497928 | [5 empty] | baseline-2021-03-24 | 6a87033d-ede6-4783-acf8-880bd0e50e61 | TRUE | TRUE | 2cef79c0-bf19-41a8-ae26-e7c9bb58594f |  | 2293.99 | 3471.0086 | 40 | RetailStandalone |  |  | 5 | RetailStandalone | 1 |  | 1 | NECB2011 | 0.24821 | 13984.1807 | 185.6621 | 10.8017 | 99.8442 | 5.4743 | 515.8288 | 214.0465 | HALIFAX | NOVA SCOTIA | 126.7397 | 0 | 0 | 126.7397 | 24.856 | 0 | 0 | 24.856 | 0 | 0.042018 | 0 | 0 | 0.625 | 0.13772 | 0 | 0.17695 | 0.030964 | 0.22339 | 0 | 0 | 0.625 | 0.013958 | 73.6598 | 0 | Electricity | 40 | 0.757 | [5 empty] | 0.183 | 0.247 | 2.2 | 2.2 | 5 | Halifax Dockyard | CAN | 112 | 3647 | 44.655 | -63.577 | 6 | 4000 | NS | CAN_NS_Halifax.Dockyard.713280_CWEC2016.epw | 0 | 0.087606 | 0.0012795 | 32.02 | 0 | 68.4695 | 0.41833 | 0.0061097 | 152.9 | 0.1 | 2021-03-24 15:16:22 +0000 | eef80c06 | 0.2.11 | :adv_dx_units: NECB_Default :analysis_id: 6a87033d-ede6-4783-acf8-880bd0e50e61 :analysis_name: baseline-2021-03-24 :boiler_eff: NECB_Default :btap_batch_version: 1.0.002 :building_type: RetailStandalone :compute_environment: aws_batch :datapoint_id: 2cef79c0-bf19-41a8-ae26-e7c9bb58594f :daylighting_type: NECB_Default :dcv_type: NECB_Default :door_construction_cond: NECB_Default :ecm_system_name: NECB_Default :enable_costing: true :epw_file: CAN_NS_Halifax.Dockyard.713280_CWEC2016.epw :erv_package: NECB_Default :ext_floor_cond: NECB_Default :ext_roof_cond: NECB_Default :ext_wall_cond: NECB_Default :fdwr_set: NECB_Default :fixed_wind_solar_trans: NECB_Default :fixed_window_cond: NECB_Default :furnace_eff: NECB_Default :glass_door_cond: NECB_Default :glass_door_solar_trans: NECB_Default :ground_floor_cond: NECB_Default :ground_roof_cond: NECB_Default :ground_wall_cond: NECB_Default :lights_scale: NECB_Default :lights_type: NECB_Default :overhead_door_cond: NECB_Default :primary_heating_fuel: Electricity :pv_ground_azimuth_angle: NECB_Default :pv_ground_module_description: NECB_Default :pv_ground_tilt_angle: NECB_Default :pv_ground_total_area_pv_panels_m2: NECB_Default :pv_ground_type: NECB_Default :rotation_degrees: NECB_Default :run_annual_simulation: true :s3_bucket: '834599497928' :scale_x: NECB_Default :scale_y: NECB_Default :scale_z: NECB_Default :shw_eff: NECB_Default :skylight_cond: NECB_Default :skylight_solar_trans: NECB_Default :srr_set: NECB_Default :template: NECB2011 | 0 | TRUE | 1051.2454 |  | https://s3.console.aws.amazon.com/s3/buckets/834599497928?region=ca-central-1&prefix=sara.gilani/baseline-2021-03-24/6a87033d-ede6-4783-acf8-880bd0e50e61/output/2cef79c0-bf19-41a8-ae26-e7c9bb58594f/ | 1.0.002 | 0 | 0 |  | 0 | 0 | tier_1 | 0
366 | 0 |  | NECB_Default | NECB_Default | NECB_Default | NECB_Default | NECB_Default | NECB_Default | NECB_Default | NECB_Default | Warehouse | NECB2015 | CAN_BC_Vancouver.Intl.AP.718920_CWEC2016.epw | Electricity | NECB_Default | NECB_Default | NECB_Default | NECB_Default | NECB_Default | NECB_Default | NECB_Default | NECB_Default | NECB_Default | NECB_Default | NECB_Default | NECB_Default | NECB_Default | NECB_Default | NECB_Default | NECB_Default | NECB_Default | NECB_Default | NECB_Default | NECB_Default | NECB_Default | NECB_Default | NECB_Default | NECB_Default | NECB_Default | NECB_Default | NECB_Default | aws_batch | 834599497928 | [5 empty] | baseline-2021-03-24 | 6a87033d-ede6-4783-acf8-880bd0e50e61 | TRUE | TRUE | 086dfb39-74b4-435e-b814-778095c13641 |  | 4835.13 | 7095.2421 | 40 | Warehouse |  |  | 5 | Warehouse | 1 |  | 1 | NECB2015 | 0.18734 | 37873.9042 | 201.0916 | 10.8313 | 58.1037 | 2.8471 | 386.7763 | 113.9026 | VANCOUVER | BRITISH COLUMBIA | 0.98753 | 0 | 0 | 0.98753 | 9.8614 | 0 | 0 | 9.8614 | 0 | 0.025515 | 0 | 0 | 0.34846 | 0.08638 | 0 | 0.13126 | 0.017578 | 0.078074 | 0 | 2.0682e-06 | 0.34846 | 0.0096543 | 100.7245 | 0 | Electricity | 40 | 0.757 | [5 empty] | 0.227 | 0.315 | 2.4 | 2.4 | 5 | Vancouver Intl AP | CAN | 42 | 2797 | 49.195 | -123.184 | 4 | 2800 | BC | CAN_BC_Vancouver.Intl.AP.718920_CWEC2016.epw | 0 | 0.12772 | 0.001779 | 46.68 | 0 | 71.7905 | 0.64331 | 0.0089609 | 235.13 | 0.1 | 2021-03-24 15:16:16 +0000 | eef80c06 | 0.2.11 | :adv_dx_units: NECB_Default :analysis_id: 6a87033d-ede6-4783-acf8-880bd0e50e61 :analysis_name: baseline-2021-03-24 :boiler_eff: NECB_Default :btap_batch_version: 1.0.002 :building_type: Warehouse :compute_environment: aws_batch :datapoint_id: 086dfb39-74b4-435e-b814-778095c13641 :daylighting_type: NECB_Default :dcv_type: NECB_Default :door_construction_cond: NECB_Default :ecm_system_name: NECB_Default :enable_costing: true :epw_file: CAN_BC_Vancouver.Intl.AP.718920_CWEC2016.epw :erv_package: NECB_Default :ext_floor_cond: NECB_Default :ext_roof_cond: NECB_Default :ext_wall_cond: NECB_Default :fdwr_set: NECB_Default :fixed_wind_solar_trans: NECB_Default :fixed_window_cond: NECB_Default :furnace_eff: NECB_Default :glass_door_cond: NECB_Default :glass_door_solar_trans: NECB_Default :ground_floor_cond: NECB_Default :ground_roof_cond: NECB_Default :ground_wall_cond: NECB_Default :lights_scale: NECB_Default :lights_type: NECB_Default :overhead_door_cond: NECB_Default :primary_heating_fuel: Electricity :pv_ground_azimuth_angle: NECB_Default :pv_ground_module_description: NECB_Default :pv_ground_tilt_angle: NECB_Default :pv_ground_total_area_pv_panels_m2: NECB_Default :pv_ground_type: NECB_Default :rotation_degrees: NECB_Default :run_annual_simulation: true :s3_bucket: '834599497928' :scale_x: NECB_Default :scale_y: NECB_Default :scale_z: NECB_Default :shw_eff: NECB_Default :skylight_cond: NECB_Default :skylight_solar_trans: NECB_Default :srr_set: NECB_Default :template: NECB2015 | 0 | TRUE | 1052.3851 |  | https://s3.console.aws.amazon.com/s3/buckets/834599497928?region=ca-central-1&prefix=sara.gilani/baseline-2021-03-24/6a87033d-ede6-4783-acf8-880bd0e50e61/output/086dfb39-74b4-435e-b814-778095c13641/ | 1.0.002 | 0 | 0 |  | 0 | 0 | tier_1 | 0
367 | 0 |  | NECB_Default | NECB_Default | NECB_Default | NECB_Default | NECB_Default | NECB_Default | NECB_Default | NECB_Default | Warehouse | NECB2017 | CAN_ON_Toronto.Pearson.Intl.AP.716240_CWEC2016.epw | Electricity | NECB_Default | NECB_Default | NECB_Default | NECB_Default | NECB_Default | NECB_Default | NECB_Default | NECB_Default | NECB_Default | NECB_Default | NECB_Default | NECB_Default | NECB_Default | NECB_Default | NECB_Default | NECB_Default | NECB_Default | NECB_Default | NECB_Default | NECB_Default | NECB_Default | NECB_Default | NECB_Default | NECB_Default | NECB_Default | NECB_Default | NECB_Default | aws_batch | 834599497928 | [5 empty] | baseline-2021-03-24 | 6a87033d-ede6-4783-acf8-880bd0e50e61 | TRUE | TRUE | 1a13c08f-9ad6-4ac1-ac88-9d4292c0a68e |  | 4835.13 | 7095.2421 | 40 | Warehouse |  |  | 2 | Warehouse | 1 |  | 1 | NECB2017 | 0.18734 | 37873.9042 | 231.347 | 13.9607 | 64.9787 | 2.937 | 430.0308 | 116.8075 | TORONTO | ONTARIO | 1.9723 | 0 | 0 | 1.9723 | 15.8018 | 0 | 0 | 15.8018 | 0 | 0.040493 | 0 | 0 | 0.3551 | 0.076683 | 0.0014746 | 0.1549 | 0.017578 | 0.05403 | 0 | 2.0682e-06 | 0.3551 | 0.0099335 | 99.8853 | 0 | Electricity | 40 | 0.757 | [5 empty] | 0.156 | 0.278 | 1.9 | 1.9 | 2 | Toronto Pearson Intl AP | CAN | 382 | 3615 | 43.677 | -79.631 | 5 | 3890 | ON | CAN_ON_Toronto.Pearson.Intl.AP.716240_CWEC2016.epw | 0 | 0.13141 | 0.0018305 | 48.03 | 0 | 71.7905 | 0.64331 | 0.0089609 | 235.13 | 0.1 | 2021-03-24 15:16:26 +0000 | eef80c06 | 0.2.11 | :adv_dx_units: NECB_Default :analysis_id: 6a87033d-ede6-4783-acf8-880bd0e50e61 :analysis_name: baseline-2021-03-24 :boiler_eff: NECB_Default :btap_batch_version: 1.0.002 :building_type: Warehouse :compute_environment: aws_batch :datapoint_id: 1a13c08f-9ad6-4ac1-ac88-9d4292c0a68e :daylighting_type: NECB_Default :dcv_type: NECB_Default :door_construction_cond: NECB_Default :ecm_system_name: NECB_Default :enable_costing: true :epw_file: CAN_ON_Toronto.Pearson.Intl.AP.716240_CWEC2016.epw :erv_package: NECB_Default :ext_floor_cond: NECB_Default :ext_roof_cond: NECB_Default :ext_wall_cond: NECB_Default :fdwr_set: NECB_Default :fixed_wind_solar_trans: NECB_Default :fixed_window_cond: NECB_Default :furnace_eff: NECB_Default :glass_door_cond: NECB_Default :glass_door_solar_trans: NECB_Default :ground_floor_cond: NECB_Default :ground_roof_cond: NECB_Default :ground_wall_cond: NECB_Default :lights_scale: NECB_Default :lights_type: NECB_Default :overhead_door_cond: NECB_Default :primary_heating_fuel: Electricity :pv_ground_azimuth_angle: NECB_Default :pv_ground_module_description: NECB_Default :pv_ground_tilt_angle: NECB_Default :pv_ground_total_area_pv_panels_m2: NECB_Default :pv_ground_type: NECB_Default :rotation_degrees: NECB_Default :run_annual_simulation: true :s3_bucket: '834599497928' :scale_x: NECB_Default :scale_y: NECB_Default :scale_z: NECB_Default :shw_eff: NECB_Default :skylight_cond: NECB_Default :skylight_solar_trans: NECB_Default :srr_set: NECB_Default :template: NECB2017 | 0 | TRUE | 1051.6327 |  | https://s3.console.aws.amazon.com/s3/buckets/834599497928?region=ca-central-1&prefix=sara.gilani/baseline-2021-03-24/6a87033d-ede6-4783-acf8-880bd0e50e61/output/1a13c08f-9ad6-4ac1-ac88-9d4292c0a68e/ | 1.0.002 | 0 | 0 |  | 0 | 0 | tier_1 | 0
368 | 0 |  | NECB_Default | NECB_Default | NECB_Default | NECB_Default | NECB_Default | NECB_Default | NECB_Default | NECB_Default | RetailStandalone | NECB2017 | CAN_QC_Montreal-Trudeau.Intl.AP.716270_CWEC2016.epw | NaturalGas | NECB_Default | NECB_Default | NECB_Default | NECB_Default | NECB_Default | NECB_Default | NECB_Default | NECB_Default | NECB_Default | NECB_Default | NECB_Default | NECB_Default | NECB_Default | NECB_Default | NECB_Default | NECB_Default | NECB_Default | NECB_Default | NECB_Default | NECB_Default | NECB_Default | NECB_Default | NECB_Default | NECB_Default | NECB_Default | NECB_Default | NECB_Default | aws_batch | 834599497928 | [5 empty] | baseline-2021-03-24 | 6a87033d-ede6-4783-acf8-880bd0e50e61 | TRUE | TRUE | 53140bd5-0ae3-450a-9c7b-1b121881014d |  | 2293.99 | 3471.0086 | 37.3 | RetailStandalone |  |  | 2 | RetailStandalone | 1 |  | 1 | NECB2017 | 0.24821 | 13984.1807 | 222.2177 | 39.49 | 103.6828 | 4.965 | 569.0465 | 198.691 | MONTREAL | QUEBEC | 0.15151 | 11.3363 | 0 | 11.4878 | 9.6494 | 2.9694 | 0 | 12.6189 | 0 | 0.068117 | 0 | 0 | 0.38988 | 0.10494 | 0.0089102 | 0.21645 | 0.032271 | 0.17303 | 0.22948 | 0.0026112 | 0.61936 | 0.013025 | 46.7851 | 100.1848 | Natural Gas | 37.3 | 0.757 | [5 empty] | 0.156 | 0.247 | 1.9 | 1.9 | 2 | Montreal-Trudeau Intl AP | CAN | 323 | 4090 | 45.471 | -73.741 | 6 | 4400 | QC | CAN_QC_Montreal-Trudeau.Intl.AP.716270_CWEC2016.epw | 0 | 0 | 0 | 0 | 29.88 | 68.4249 | 0.3214 | 0.0046971 | 117.47 | 0.1 | 2021-03-24 15:16:53 +0000 | eef80c06 | 0.2.11 | :adv_dx_units: NECB_Default :analysis_id: 6a87033d-ede6-4783-acf8-880bd0e50e61 :analysis_name: baseline-2021-03-24 :boiler_eff: NECB_Default :btap_batch_version: 1.0.002 :building_type: RetailStandalone :compute_environment: aws_batch :datapoint_id: 53140bd5-0ae3-450a-9c7b-1b121881014d :daylighting_type: NECB_Default :dcv_type: NECB_Default :door_construction_cond: NECB_Default :ecm_system_name: NECB_Default :enable_costing: true :epw_file: CAN_QC_Montreal-Trudeau.Intl.AP.716270_CWEC2016.epw :erv_package: NECB_Default :ext_floor_cond: NECB_Default :ext_roof_cond: NECB_Default :ext_wall_cond: NECB_Default :fdwr_set: NECB_Default :fixed_wind_solar_trans: NECB_Default :fixed_window_cond: NECB_Default :furnace_eff: NECB_Default :glass_door_cond: NECB_Default :glass_door_solar_trans: NECB_Default :ground_floor_cond: NECB_Default :ground_roof_cond: NECB_Default :ground_wall_cond: NECB_Default :lights_scale: NECB_Default :lights_type: NECB_Default :overhead_door_cond: NECB_Default :primary_heating_fuel: NaturalGas :pv_ground_azimuth_angle: NECB_Default :pv_ground_module_description: NECB_Default :pv_ground_tilt_angle: NECB_Default :pv_ground_total_area_pv_panels_m2: NECB_Default :pv_ground_type: NECB_Default :rotation_degrees: NECB_Default :run_annual_simulation: true :s3_bucket: '834599497928' :scale_x: NECB_Default :scale_y: NECB_Default :scale_z: NECB_Default :shw_eff: NECB_Default :skylight_cond: NECB_Default :skylight_solar_trans: NECB_Default :srr_set: NECB_Default :template: NECB2017 | 0 | TRUE | 1050.0028 |  | https://s3.console.aws.amazon.com/s3/buckets/834599497928?region=ca-central-1&prefix=sara.gilani/baseline-2021-03-24/6a87033d-ede6-4783-acf8-880bd0e50e61/output/53140bd5-0ae3-450a-9c7b-1b121881014d/ | 1.0.002 | 0 | 0 |  | 0 | 0 | tier_1 | 0
369 | 0 |  | NECB_Default | NECB_Default | NECB_Default | NECB_Default | NECB_Default | NECB_Default | NECB_Default | NECB_Default | RetailStripmall | NECB2011 | CAN_AB_Edmonton.Intl.AP.711230_CWEC2016.epw | NaturalGas | NECB_Default | NECB_Default | NECB_Default | NECB_Default | NECB_Default | NECB_Default | NECB_Default | NECB_Default | NECB_Default | NECB_Default | NECB_Default | NECB_Default | NECB_Default | NECB_Default | NECB_Default | NECB_Default | NECB_Default | NECB_Default | NECB_Default | NECB_Default | NECB_Default | NECB_Default | NECB_Default | NECB_Default | NECB_Default | NECB_Default | NECB_Default | aws_batch | 834599497928 | [5 empty] | baseline-2021-03-24 | 6a87033d-ede6-4783-acf8-880bd0e50e61 | TRUE | TRUE | 28bdac11-49ef-4a3c-b62d-7252b5fcf32d |  | 2090.32 | 3274.4664 | 32.5 | RetailStripmall |  |  | 5 | RetailStripmall | 1 |  | 1 | NECB2011 | 0.30241 | 10827.8493 | 228.0989 | 44.6037 | 123.4543 | 6.1901 | 642.0078 | 239.6608 | EDMONTON | ALBERTA | 111.3172 | 22.6688 | 0 | 133.9861 | 10.5506 | 1.6172 | 0 | 12.1678 | 0 | 0.04219 | 0 | 0 | 0.50723 | 0.17243 | 0 | 0.43283 | 0.035196 | 0.25482 | 0.44923 | 0.0025929 | 0.95646 | 0.016399 | 58.3694 | 108.7708 | Natural Gas | 32.5 | 0.757 | [5 empty] | 0.162 | 0.21 | 2.2 | 2.2 | 5 | Edmonton Intl AP | CAN | 23 | 5588 | 53.31 | -113.579 | 7a | 5120 | AB | CAN_AB_Edmonton.Intl.AP.711230_CWEC2016.epw | 0 | 0 | 0 | 0 | 34.28 | 435.9193 | 0.33705 | 0.00077318 | 123.19 | 0.1 | 2021-03-24 15:16:39 +0000 | eef80c06 | 0.2.11 | :adv_dx_units: NECB_Default :analysis_id: 6a87033d-ede6-4783-acf8-880bd0e50e61 :analysis_name: baseline-2021-03-24 :boiler_eff: NECB_Default :btap_batch_version: 1.0.002 :building_type: RetailStripmall :compute_environment: aws_batch :datapoint_id: 28bdac11-49ef-4a3c-b62d-7252b5fcf32d :daylighting_type: NECB_Default :dcv_type: NECB_Default :door_construction_cond: NECB_Default :ecm_system_name: NECB_Default :enable_costing: true :epw_file: CAN_AB_Edmonton.Intl.AP.711230_CWEC2016.epw :erv_package: NECB_Default :ext_floor_cond: NECB_Default :ext_roof_cond: NECB_Default :ext_wall_cond: NECB_Default :fdwr_set: NECB_Default :fixed_wind_solar_trans: NECB_Default :fixed_window_cond: NECB_Default :furnace_eff: NECB_Default :glass_door_cond: NECB_Default :glass_door_solar_trans: NECB_Default :ground_floor_cond: NECB_Default :ground_roof_cond: NECB_Default :ground_wall_cond: NECB_Default :lights_scale: NECB_Default :lights_type: NECB_Default :overhead_door_cond: NECB_Default :primary_heating_fuel: NaturalGas :pv_ground_azimuth_angle: NECB_Default :pv_ground_module_description: NECB_Default :pv_ground_tilt_angle: NECB_Default :pv_ground_total_area_pv_panels_m2: NECB_Default :pv_ground_type: NECB_Default :rotation_degrees: NECB_Default :run_annual_simulation: true :s3_bucket: '834599497928' :scale_x: NECB_Default :scale_y: NECB_Default :scale_z: NECB_Default :shw_eff: NECB_Default :skylight_cond: NECB_Default :skylight_solar_trans: NECB_Default :srr_set: NECB_Default :template: NECB2011 | 0 | TRUE | 1049.2011 |  | https://s3.console.aws.amazon.com/s3/buckets/834599497928?region=ca-central-1&prefix=sara.gilani/baseline-2021-03-24/6a87033d-ede6-4783-acf8-880bd0e50e61/output/28bdac11-49ef-4a3c-b62d-7252b5fcf32d/ | 1.0.002 | 0 | 0 |  | 0 | 0 | tier_1 | 0
370 | 0 |  | NECB_Default | NECB_Default | NECB_Default | NECB_Default | NECB_Default | NECB_Default | NECB_Default | NECB_Default | RetailStripmall | NECB2011 | CAN_QC_Montreal-Trudeau.Intl.AP.716270_CWEC2016.epw | Electricity | NECB_Default | NECB_Default | NECB_Default | NECB_Default | NECB_Default | NECB_Default | NECB_Default | NECB_Default | NECB_Default | NECB_Default | NECB_Default | NECB_Default | NECB_Default | NECB_Default | NECB_Default | NECB_Default | NECB_Default | NECB_Default | NECB_Default | NECB_Default | NECB_Default | NECB_Default | NECB_Default | NECB_Default | NECB_Default | NECB_Default | NECB_Default | aws_batch | 834599497928 | [5 empty] | baseline-2021-03-24 | 6a87033d-ede6-4783-acf8-880bd0e50e61 | TRUE | TRUE | e70f6b94-48df-41df-b004-ff710c2ecdd5 |  | 2090.32 | 3274.4664 | 37.3 | RetailStripmall |  |  | 5 | RetailStripmall | 1 |  | 1 | NECB2011 | 0.30241 | 10827.8493 | 222.6044 | 15.1454 | 112.7258 | 6.4062 | 621.2183 | 264.3365 | MONTREAL | QUEBEC | 0.3227 | 0 | 0 | 0.3227 | 20.5527 | 0 | 0 | 20.5527 | 0 | 0.078089 | 0 | 0 | 0.83041 | 0.15943 | 0 | 0.29027 | 0.035196 | 0.25482 | 0 | 0 | 0.83041 | 0.012606 | 117.329 | 0 | Electricity | 37.3 | 0.757 | [5 empty] | 0.183 | 0.247 | 2.2 | 2.2 | 5 | Montreal-Trudeau Intl AP | CAN | 323 | 4090 | 45.471 | -73.741 | 6 | 4400 | QC | CAN_QC_Montreal-Trudeau.Intl.AP.716270_CWEC2016.epw | 0 | 0.072093 | 0.00016538 | 26.35 | 0 | 435.9193 | 0.33705 | 0.00077318 | 123.19 | 0.1 | 2021-03-24 15:16:40 +0000 | eef80c06 | 0.2.11 | :adv_dx_units: NECB_Default :analysis_id: 6a87033d-ede6-4783-acf8-880bd0e50e61 :analysis_name: baseline-2021-03-24 :boiler_eff: NECB_Default :btap_batch_version: 1.0.002 :building_type: RetailStripmall :compute_environment: aws_batch :datapoint_id: e70f6b94-48df-41df-b004-ff710c2ecdd5 :daylighting_type: NECB_Default :dcv_type: NECB_Default :door_construction_cond: NECB_Default :ecm_system_name: NECB_Default :enable_costing: true :epw_file: CAN_QC_Montreal-Trudeau.Intl.AP.716270_CWEC2016.epw :erv_package: NECB_Default :ext_floor_cond: NECB_Default :ext_roof_cond: NECB_Default :ext_wall_cond: NECB_Default :fdwr_set: NECB_Default :fixed_wind_solar_trans: NECB_Default :fixed_window_cond: NECB_Default :furnace_eff: NECB_Default :glass_door_cond: NECB_Default :glass_door_solar_trans: NECB_Default :ground_floor_cond: NECB_Default :ground_roof_cond: NECB_Default :ground_wall_cond: NECB_Default :lights_scale: NECB_Default :lights_type: NECB_Default :overhead_door_cond: NECB_Default :primary_heating_fuel: Electricity :pv_ground_azimuth_angle: NECB_Default :pv_ground_module_description: NECB_Default :pv_ground_tilt_angle: NECB_Default :pv_ground_total_area_pv_panels_m2: NECB_Default :pv_ground_type: NECB_Default :rotation_degrees: NECB_Default :run_annual_simulation: true :s3_bucket: '834599497928' :scale_x: NECB_Default :scale_y: NECB_Default :scale_z: NECB_Default :shw_eff: NECB_Default :skylight_cond: NECB_Default :skylight_solar_trans: NECB_Default :srr_set: NECB_Default :template: NECB2011 | 0 | TRUE | 1049.7118 |  | https://s3.console.aws.amazon.com/s3/buckets/834599497928?region=ca-central-1&prefix=sara.gilani/baseline-2021-03-24/6a87033d-ede6-4783-acf8-880bd0e50e61/output/e70f6b94-48df-41df-b004-ff710c2ecdd5/ | 1.0.002 | 0 | 0 |  | 0 | 0 | tier_1 | 0
371 | 0 |  | NECB_Default | NECB_Default | NECB_Default | NECB_Default | NECB_Default | NECB_Default | NECB_Default | NECB_Default | Warehouse | NECB2017 | CAN_NS_Halifax.Dockyard.713280_CWEC2016.epw | Electricity | NECB_Default | NECB_Default | NECB_Default | NECB_Default | NECB_Default | NECB_Default | NECB_Default | NECB_Default | NECB_Default | NECB_Default | NECB_Default | NECB_Default | NECB_Default | NECB_Default | NECB_Default | NECB_Default | NECB_Default | NECB_Default | NECB_Default | NECB_Default | NECB_Default | NECB_Default | NECB_Default | NECB_Default | NECB_Default | NECB_Default | NECB_Default | aws_batch | 834599497928 | [5 empty] | baseline-2021-03-24 | 6a87033d-ede6-4783-acf8-880bd0e50e61 | TRUE | TRUE | 2b5c5ebc-c337-4eaf-b0f0-8748c79db94c |  | 4835.13 | 7095.2421 | 40 | Warehouse |  |  | 2 | Warehouse | 1 |  | 1 | NECB2017 | 0.18734 | 37873.9042 | 187.3823 | 10.8328 | 57.7387 | 2.8189 | 359.1565 | 100.3838 | HALIFAX | NOVA SCOTIA | 61.5143 | 0 | 0 | 61.5143 | 12.0641 | 0 | 0 | 12.0641 | 0 | 0.021079 | 0 | 0 | 0.30335 | 0.068453 | 0.0011851 | 0.13093 | 0.017578 | 0.05403 | 0 | 2.0682e-06 | 0.30335 | 0.010097 | 96.4581 | 0 | Electricity | 40 | 0.757 | [5 empty] | 0.156 | 0.247 | 1.9 | 1.9 | 2 | Halifax Dockyard | CAN | 112 | 3647 | 44.655 | -63.577 | 6 | 4000 | NS | CAN_NS_Halifax.Dockyard.713280_CWEC2016.epw | 0 | 0.13357 | 0.0018606 | 48.82 | 0 | 71.7905 | 0.64331 | 0.0089609 | 235.13 | 0.1 | 2021-03-24 15:16:19 +0000 | eef80c06 | 0.2.11 | :adv_dx_units: NECB_Default :analysis_id: 6a87033d-ede6-4783-acf8-880bd0e50e61 :analysis_name: baseline-2021-03-24 :boiler_eff: NECB_Default :btap_batch_version: 1.0.002 :building_type: Warehouse :compute_environment: aws_batch :datapoint_id: 2b5c5ebc-c337-4eaf-b0f0-8748c79db94c :daylighting_type: NECB_Default :dcv_type: NECB_Default :door_construction_cond: NECB_Default :ecm_system_name: NECB_Default :enable_costing: true :epw_file: CAN_NS_Halifax.Dockyard.713280_CWEC2016.epw :erv_package: NECB_Default :ext_floor_cond: NECB_Default :ext_roof_cond: NECB_Default :ext_wall_cond: NECB_Default :fdwr_set: NECB_Default :fixed_wind_solar_trans: NECB_Default :fixed_window_cond: NECB_Default :furnace_eff: NECB_Default :glass_door_cond: NECB_Default :glass_door_solar_trans: NECB_Default :ground_floor_cond: NECB_Default :ground_roof_cond: NECB_Default :ground_wall_cond: NECB_Default :lights_scale: NECB_Default :lights_type: NECB_Default :overhead_door_cond: NECB_Default :primary_heating_fuel: Electricity :pv_ground_azimuth_angle: NECB_Default :pv_ground_module_description: NECB_Default :pv_ground_tilt_angle: NECB_Default :pv_ground_total_area_pv_panels_m2: NECB_Default :pv_ground_type: NECB_Default :rotation_degrees: NECB_Default :run_annual_simulation: true :s3_bucket: '834599497928' :scale_x: NECB_Default :scale_y: NECB_Default :scale_z: NECB_Default :shw_eff: NECB_Default :skylight_cond: NECB_Default :skylight_solar_trans: NECB_Default :srr_set: NECB_Default :template: NECB2017 | 0 | TRUE | 1052.5074 |  | https://s3.console.aws.amazon.com/s3/buckets/834599497928?region=ca-central-1&prefix=sara.gilani/baseline-2021-03-24/6a87033d-ede6-4783-acf8-880bd0e50e61/output/2b5c5ebc-c337-4eaf-b0f0-8748c79db94c/ | 1.0.002 | 0 | 0 |  | 0 | 0 | tier_1 | 0
372 | 0 |  | NECB_Default | NECB_Default | NECB_Default | NECB_Default | NECB_Default | NECB_Default | NECB_Default | NECB_Default | RetailStandalone | NECB2015 | CAN_AB_Edmonton.Intl.AP.711230_CWEC2016.epw | Electricity | NECB_Default | NECB_Default | NECB_Default | NECB_Default | NECB_Default | NECB_Default | NECB_Default | NECB_Default | NECB_Default | NECB_Default | NECB_Default | NECB_Default | NECB_Default | NECB_Default | NECB_Default | NECB_Default | NECB_Default | NECB_Default | NECB_Default | NECB_Default | NECB_Default | NECB_Default | NECB_Default | NECB_Default | NECB_Default | NECB_Default | NECB_Default | aws_batch | 834599497928 | [5 empty] | baseline-2021-03-24 | 6a87033d-ede6-4783-acf8-880bd0e50e61 | TRUE | TRUE | 9660297a-b393-46c8-a25e-c52e2e6d3a38 |  | 2293.99 | 3471.0086 | 32.5 | RetailStandalone |  |  | 5 | RetailStandalone | 1 |  | 1 | NECB2015 | 0.24821 | 13984.1807 | 218.7585 | 12.4111 | 113.5275 | 5.6275 | 581.579 | 231.2545 | EDMONTON | ALBERTA | 159.7819 | 0 | 0 | 159.7819 | 15.144 | 0 | 0 | 15.144 | 0 | 0.039006 | 0 | 0 | 0.72808 | 0.14083 | 0 | 0.29802 | 0.032271 | 0.20616 | 0 | 0 | 0.72808 | 0.011787 | 111.6506 | 0 | Electricity | 32.5 | 0.757 | [5 empty] | 0.162 | 0.21 | 2.2 | 2.2 | 5 | Edmonton Intl AP | CAN | 23 | 5588 | 53.31 | -113.579 | 7a | 5120 | AB | CAN_AB_Edmonton.Intl.AP.711230_CWEC2016.epw | 0 | 0.073981 | 0.0010812 | 27.04 | 0 | 68.4249 | 0.3214 | 0.0046971 | 117.47 | 0.1 | 2021-03-24 15:16:35 +0000 | eef80c06 | 0.2.11 | :adv_dx_units: NECB_Default :analysis_id: 6a87033d-ede6-4783-acf8-880bd0e50e61 :analysis_name: baseline-2021-03-24 :boiler_eff: NECB_Default :btap_batch_version: 1.0.002 :building_type: RetailStandalone :compute_environment: aws_batch :datapoint_id: 9660297a-b393-46c8-a25e-c52e2e6d3a38 :daylighting_type: NECB_Default :dcv_type: NECB_Default :door_construction_cond: NECB_Default :ecm_system_name: NECB_Default :enable_costing: true :epw_file: CAN_AB_Edmonton.Intl.AP.711230_CWEC2016.epw :erv_package: NECB_Default :ext_floor_cond: NECB_Default :ext_roof_cond: NECB_Default :ext_wall_cond: NECB_Default :fdwr_set: NECB_Default :fixed_wind_solar_trans: NECB_Default :fixed_window_cond: NECB_Default :furnace_eff: NECB_Default :glass_door_cond: NECB_Default :glass_door_solar_trans: NECB_Default :ground_floor_cond: NECB_Default :ground_roof_cond: NECB_Default :ground_wall_cond: NECB_Default :lights_scale: NECB_Default :lights_type: NECB_Default :overhead_door_cond: NECB_Default :primary_heating_fuel: Electricity :pv_ground_azimuth_angle: NECB_Default :pv_ground_module_description: NECB_Default :pv_ground_tilt_angle: NECB_Default :pv_ground_total_area_pv_panels_m2: NECB_Default :pv_ground_type: NECB_Default :rotation_degrees: NECB_Default :run_annual_simulation: true :s3_bucket: '834599497928' :scale_x: NECB_Default :scale_y: NECB_Default :scale_z: NECB_Default :shw_eff: NECB_Default :skylight_cond: NECB_Default :skylight_solar_trans: NECB_Default :srr_set: NECB_Default :template: NECB2015 | 0 | TRUE | 1051.096 |  | https://s3.console.aws.amazon.com/s3/buckets/834599497928?region=ca-central-1&prefix=sara.gilani/baseline-2021-03-24/6a87033d-ede6-4783-acf8-880bd0e50e61/output/9660297a-b393-46c8-a25e-c52e2e6d3a38/ | 1.0.002 | 0 | 0 |  | 0 | 0 | tier_1 | 0
373 | 0 |  | NECB_Default | NECB_Default | NECB_Default | NECB_Default | NECB_Default | NECB_Default | NECB_Default | NECB_Default | RetailStandalone | NECB2015 | CAN_YT_Whitehorse.Intl.AP.719640_CWEC2016.epw | NaturalGas | NECB_Default | NECB_Default | NECB_Default | NECB_Default | NECB_Default | NECB_Default | NECB_Default | NECB_Default | NECB_Default | NECB_Default | NECB_Default | NECB_Default | NECB_Default | NECB_Default | NECB_Default | NECB_Default | NECB_Default | NECB_Default | NECB_Default | NECB_Default | NECB_Default | NECB_Default | NECB_Default | NECB_Default | NECB_Default | NECB_Default | NECB_Default | aws_batch | 834599497928 | [5 empty] | baseline-2021-03-24 | 6a87033d-ede6-4783-acf8-880bd0e50e61 | TRUE | TRUE | dcdecb78-8196-4596-881c-64b8c043007c |  | 2293.99 | 3471.0086 | 22.8 | RetailStandalone |  |  | 5 | RetailStandalone | 1 |  | 1 | NECB2015 | 0.24821 | 13984.1807 | 175.4154 | 33.5749 | 96.0358 | 4.6349 | 497.1978 | 187.5368 | WHITEHORSE | YUKON | 5.8289 | 24.628 | 0 | 30.4569 | 13.3489 | 4.489 | 0 | 17.8379 | 0 | 0.012319 | 0 | 0 | 0.37476 | 0.12087 | 0 | 0.4804 | 0.032271 | 0.20616 | 0.49493 | 0.0031386 | 0.86969 | 0.014529 | 43.3032 | 133.5161 | Natural Gas | 22.8 | 0.757 | [5 empty] | 0.162 | 0.21 | 2.2 | 2.2 | 5 | Whitehorse Intl AP | CAN | 5 | 6491 | 60.709 | -135.069 | 7b | 6580 | YT | CAN_YT_Whitehorse.Intl.AP.719640_CWEC2016.epw | 0 | 0 | 0 | 0 | 33.33 | 68.4249 | 0.3214 | 0.0046971 | 117.47 | 0.1 | 2021-03-24 15:16:40 +0000 | eef80c06 | 0.2.11 | :adv_dx_units: NECB_Default :analysis_id: 6a87033d-ede6-4783-acf8-880bd0e50e61 :analysis_name: baseline-2021-03-24 :boiler_eff: NECB_Default :btap_batch_version: 1.0.002 :building_type: RetailStandalone :compute_environment: aws_batch :datapoint_id: dcdecb78-8196-4596-881c-64b8c043007c :daylighting_type: NECB_Default :dcv_type: NECB_Default :door_construction_cond: NECB_Default :ecm_system_name: NECB_Default :enable_costing: true :epw_file: CAN_YT_Whitehorse.Intl.AP.719640_CWEC2016.epw :erv_package: NECB_Default :ext_floor_cond: NECB_Default :ext_roof_cond: NECB_Default :ext_wall_cond: NECB_Default :fdwr_set: NECB_Default :fixed_wind_solar_trans: NECB_Default :fixed_window_cond: NECB_Default :furnace_eff: NECB_Default :glass_door_cond: NECB_Default :glass_door_solar_trans: NECB_Default :ground_floor_cond: NECB_Default :ground_roof_cond: NECB_Default :ground_wall_cond: NECB_Default :lights_scale: NECB_Default :lights_type: NECB_Default :overhead_door_cond: NECB_Default :primary_heating_fuel: NaturalGas :pv_ground_azimuth_angle: NECB_Default :pv_ground_module_description: NECB_Default :pv_ground_tilt_angle: NECB_Default :pv_ground_total_area_pv_panels_m2: NECB_Default :pv_ground_type: NECB_Default :rotation_degrees: NECB_Default :run_annual_simulation: true :s3_bucket: '834599497928' :scale_x: NECB_Default :scale_y: NECB_Default :scale_z: NECB_Default :shw_eff: NECB_Default :skylight_cond: NECB_Default :skylight_solar_trans: NECB_Default :srr_set: NECB_Default :template: NECB2015 | 0 | TRUE | 1051.0236 |  | https://s3.console.aws.amazon.com/s3/buckets/834599497928?region=ca-central-1&prefix=sara.gilani/baseline-2021-03-24/6a87033d-ede6-4783-acf8-880bd0e50e61/output/dcdecb78-8196-4596-881c-64b8c043007c/ | 1.0.002 | 0 | 0 |  | 0 | 0 | tier_1 | 0
374 | 0 |  | NECB_Default | NECB_Default | NECB_Default | NECB_Default | NECB_Default | NECB_Default | NECB_Default | NECB_Default | RetailStandalone | NECB2015 | CAN_BC_Vancouver.Intl.AP.718920_CWEC2016.epw | Electricity | NECB_Default | NECB_Default | NECB_Default | NECB_Default | NECB_Default | NECB_Default | NECB_Default | NECB_Default | NECB_Default | NECB_Default | NECB_Default | NECB_Default | NECB_Default | NECB_Default | NECB_Default | NECB_Default | NECB_Default | NECB_Default | NECB_Default | NECB_Default | NECB_Default | NECB_Default | NECB_Default | NECB_Default | NECB_Default | NECB_Default | NECB_Default | aws_batch | 834599497928 | [5 empty] | baseline-2021-03-24 | 6a87033d-ede6-4783-acf8-880bd0e50e61 | TRUE | TRUE | 94cbc79b-9095-43c5-95e7-e3ecfe74f5b2 |  | 2293.99 | 3471.0086 | 40 | RetailStandalone |  |  | 5 | RetailStandalone | 1 |  | 1 | NECB2015 | 0.24821 | 13984.1807 | 207.0798 | 10.4304 | 100.5356 | 5.5281 | 546.4734 | 222.8995 | VANCOUVER | BRITISH COLUMBIA | 1.6202 | 0 | 0 | 1.6202 | 16.1797 | 0 | 0 | 16.1797 | 0 | 0.039782 | 0 | 0 | 0.57172 | 0.13701 | 0 | 0.14607 | 0.032271 | 0.20616 | 0 | 0 | 0.57172 | 0.010427 | 70.9168 | 0 | Electricity | 40 | 0.757 | [5 empty] | 0.227 | 0.315 | 2.4 | 2.4 | 5 | Vancouver Intl AP | CAN | 42 | 2797 | 49.195 | -123.184 | 4 | 2800 | BC | CAN_BC_Vancouver.Intl.AP.718920_CWEC2016.epw | 0 | 0.065445 | 0.00095644 | 23.92 | 0 | 68.4249 | 0.3214 | 0.0046971 | 117.47 | 0.1 | 2021-03-24 15:16:34 +0000 | eef80c06 | 0.2.11 | :adv_dx_units: NECB_Default :analysis_id: 6a87033d-ede6-4783-acf8-880bd0e50e61 :analysis_name: baseline-2021-03-24 :boiler_eff: NECB_Default :btap_batch_version: 1.0.002 :building_type: RetailStandalone :compute_environment: aws_batch :datapoint_id: 94cbc79b-9095-43c5-95e7-e3ecfe74f5b2 :daylighting_type: NECB_Default :dcv_type: NECB_Default :door_construction_cond: NECB_Default :ecm_system_name: NECB_Default :enable_costing: true :epw_file: CAN_BC_Vancouver.Intl.AP.718920_CWEC2016.epw :erv_package: NECB_Default :ext_floor_cond: NECB_Default :ext_roof_cond: NECB_Default :ext_wall_cond: NECB_Default :fdwr_set: NECB_Default :fixed_wind_solar_trans: NECB_Default :fixed_window_cond: NECB_Default :furnace_eff: NECB_Default :glass_door_cond: NECB_Default :glass_door_solar_trans: NECB_Default :ground_floor_cond: NECB_Default :ground_roof_cond: NECB_Default :ground_wall_cond: NECB_Default :lights_scale: NECB_Default :lights_type: NECB_Default :overhead_door_cond: NECB_Default :primary_heating_fuel: Electricity :pv_ground_azimuth_angle: NECB_Default :pv_ground_module_description: NECB_Default :pv_ground_tilt_angle: NECB_Default :pv_ground_total_area_pv_panels_m2: NECB_Default :pv_ground_type: NECB_Default :rotation_degrees: NECB_Default :run_annual_simulation: true :s3_bucket: '834599497928' :scale_x: NECB_Default :scale_y: NECB_Default :scale_z: NECB_Default :shw_eff: NECB_Default :skylight_cond: NECB_Default :skylight_solar_trans: NECB_Default :srr_set: NECB_Default :template: NECB2015 | 0 | TRUE | 1051.3107 |  | https://s3.console.aws.amazon.com/s3/buckets/834599497928?region=ca-central-1&prefix=sara.gilani/baseline-2021-03-24/6a87033d-ede6-4783-acf8-880bd0e50e61/output/94cbc79b-9095-43c5-95e7-e3ecfe74f5b2/ | 1.0.002 | 0 | 0 |  | 0 | 0 | tier_1 | 0
375 | 0 |  | NECB_Default | NECB_Default | NECB_Default | NECB_Default | NECB_Default | NECB_Default | NECB_Default | NECB_Default | Warehouse | NECB2015 | CAN_AB_Calgary.Intl.AP.718770_CWEC2016.epw | Electricity | NECB_Default | NECB_Default | NECB_Default | NECB_Default | NECB_Default | NECB_Default | NECB_Default | NECB_Default | NECB_Default | NECB_Default | NECB_Default | NECB_Default | NECB_Default | NECB_Default | NECB_Default | NECB_Default | NECB_Default | NECB_Default | NECB_Default | NECB_Default | NECB_Default | NECB_Default | NECB_Default | NECB_Default | NECB_Default | NECB_Default | NECB_Default | aws_batch | 834599497928 | [5 empty] | baseline-2021-03-24 | 6a87033d-ede6-4783-acf8-880bd0e50e61 | TRUE | TRUE | b758337d-04cb-48c3-9f23-6205ad366136 |  | 4835.13 | 7095.2421 | 33.3 | Warehouse |  |  | 5 | Warehouse | 1 |  | 1 | NECB2015 | 0.18734 | 37873.9042 | 209.1156 | 12.2852 | 64.7166 | 2.9268 | 455.7115 | 166.6673 | CALGARY | ALBERTA | 93.0162 | 0 | 0 | 93.0162 | 8.816 | 0 | 0 | 8.816 | 0 | 0.028523 | 0 | 0 | 0.42385 | 0.095195 | 0 | 0.19372 | 0.017578 | 0.078074 | 0 | 2.0682e-06 | 0.42385 | 0.010759 | 86.2717 | 0 | Electricity | 33.3 | 0.757 | [5 empty] | 0.162 | 0.21 | 2.2 | 2.2 | 5 | Calgary Intl AP | CAN | 64 | 4781 | 51.114 | -114.02 | 7a | 5000 | AB | CAN_AB_Calgary.Intl.AP.718770_CWEC2016.epw | 0 | 0.14233 | 0.0019825 | 52.02 | 0 | 71.7905 | 0.64331 | 0.0089609 | 235.13 | 0.1 | 2021-03-24 15:16:17 +0000 | eef80c06 | 0.2.11 | :adv_dx_units: NECB_Default :analysis_id: 6a87033d-ede6-4783-acf8-880bd0e50e61 :analysis_name: baseline-2021-03-24 :boiler_eff: NECB_Default :btap_batch_version: 1.0.002 :building_type: Warehouse :compute_environment: aws_batch :datapoint_id: b758337d-04cb-48c3-9f23-6205ad366136 :daylighting_type: NECB_Default :dcv_type: NECB_Default :door_construction_cond: NECB_Default :ecm_system_name: NECB_Default :enable_costing: true :epw_file: CAN_AB_Calgary.Intl.AP.718770_CWEC2016.epw :erv_package: NECB_Default :ext_floor_cond: NECB_Default :ext_roof_cond: NECB_Default :ext_wall_cond: NECB_Default :fdwr_set: NECB_Default :fixed_wind_solar_trans: NECB_Default :fixed_window_cond: NECB_Default :furnace_eff: NECB_Default :glass_door_cond: NECB_Default :glass_door_solar_trans: NECB_Default :ground_floor_cond: NECB_Default :ground_roof_cond: NECB_Default :ground_wall_cond: NECB_Default :lights_scale: NECB_Default :lights_type: NECB_Default :overhead_door_cond: NECB_Default :primary_heating_fuel: Electricity :pv_ground_azimuth_angle: NECB_Default :pv_ground_module_description: NECB_Default :pv_ground_tilt_angle: NECB_Default :pv_ground_total_area_pv_panels_m2: NECB_Default :pv_ground_type: NECB_Default :rotation_degrees: NECB_Default :run_annual_simulation: true :s3_bucket: '834599497928' :scale_x: NECB_Default :scale_y: NECB_Default :scale_z: NECB_Default :shw_eff: NECB_Default :skylight_cond: NECB_Default :skylight_solar_trans: NECB_Default :srr_set: NECB_Default :template: NECB2015 | 0 | TRUE | 1053.8186 |  | https://s3.console.aws.amazon.com/s3/buckets/834599497928?region=ca-central-1&prefix=sara.gilani/baseline-2021-03-24/6a87033d-ede6-4783-acf8-880bd0e50e61/output/b758337d-04cb-48c3-9f23-6205ad366136/ | 1.0.002 | 0 | 0 |  | 0 | 0 | tier_1 | 0
376 | 0 |  | NECB_Default | NECB_Default | NECB_Default | NECB_Default | NECB_Default | NECB_Default | NECB_Default | NECB_Default | Warehouse | NECB2017 | CAN_ON_Toronto.Pearson.Intl.AP.716240_CWEC2016.epw | NaturalGas | NECB_Default | NECB_Default | NECB_Default | NECB_Default | NECB_Default | NECB_Default | NECB_Default | NECB_Default | NECB_Default | NECB_Default | NECB_Default | NECB_Default | NECB_Default | NECB_Default | NECB_Default | NECB_Default | NECB_Default | NECB_Default | NECB_Default | NECB_Default | NECB_Default | NECB_Default | NECB_Default | NECB_Default | NECB_Default | NECB_Default | NECB_Default | aws_batch | 834599497928 | [5 empty] | baseline-2021-03-24 | 6a87033d-ede6-4783-acf8-880bd0e50e61 | TRUE | TRUE | 67ba7dc9-9f48-4dee-a902-75983678f8cc |  | 4835.13 | 7095.2421 | 40 | Warehouse |  |  | 2 | Warehouse | 1 |  | 1 | NECB2017 | 0.18734 | 37873.9042 | 231.347 | 33.0944 | 64.9787 | 3.1102 | 435.0653 | 102.535 | TORONTO | ONTARIO | 1.0781 | 10.1671 | 0 | 11.2452 | 8.6377 | 1.794 | 0 | 10.4317 | 0 | 0.041285 | 0 | 0 | 0.19411 | 0.076836 | 0.0014767 | 0.19352 | 0.017578 | 0.05403 | 0.20573 | 0.0029037 | 0.39984 | 0.012213 | 35.8416 | 110.6207 | Natural Gas | 40 | 0.757 | [5 empty] | 0.156 | 0.278 | 1.9 | 1.9 | 2 | Toronto Pearson Intl AP | CAN | 382 | 3615 | 43.677 | -79.631 | 5 | 3890 | ON | CAN_ON_Toronto.Pearson.Intl.AP.716240_CWEC2016.epw | 0 | 0 | 0 | 0 | 59.05 | 71.7905 | 0.64331 | 0.0089609 | 235.13 | 0.1 | 2021-03-24 15:16:35 +0000 | eef80c06 | 0.2.11 | :adv_dx_units: NECB_Default :analysis_id: 6a87033d-ede6-4783-acf8-880bd0e50e61 :analysis_name: baseline-2021-03-24 :boiler_eff: NECB_Default :btap_batch_version: 1.0.002 :building_type: Warehouse :compute_environment: aws_batch :datapoint_id: 67ba7dc9-9f48-4dee-a902-75983678f8cc :daylighting_type: NECB_Default :dcv_type: NECB_Default :door_construction_cond: NECB_Default :ecm_system_name: NECB_Default :enable_costing: true :epw_file: CAN_ON_Toronto.Pearson.Intl.AP.716240_CWEC2016.epw :erv_package: NECB_Default :ext_floor_cond: NECB_Default :ext_roof_cond: NECB_Default :ext_wall_cond: NECB_Default :fdwr_set: NECB_Default :fixed_wind_solar_trans: NECB_Default :fixed_window_cond: NECB_Default :furnace_eff: NECB_Default :glass_door_cond: NECB_Default :glass_door_solar_trans: NECB_Default :ground_floor_cond: NECB_Default :ground_roof_cond: NECB_Default :ground_wall_cond: NECB_Default :lights_scale: NECB_Default :lights_type: NECB_Default :overhead_door_cond: NECB_Default :primary_heating_fuel: NaturalGas :pv_ground_azimuth_angle: NECB_Default :pv_ground_module_description: NECB_Default :pv_ground_tilt_angle: NECB_Default :pv_ground_total_area_pv_panels_m2: NECB_Default :pv_ground_type: NECB_Default :rotation_degrees: NECB_Default :run_annual_simulation: true :s3_bucket: '834599497928' :scale_x: NECB_Default :scale_y: NECB_Default :scale_z: NECB_Default :shw_eff: NECB_Default :skylight_cond: NECB_Default :skylight_solar_trans: NECB_Default :srr_set: NECB_Default :template: NECB2017 | 0 | TRUE | 1053.2552 |  | https://s3.console.aws.amazon.com/s3/buckets/834599497928?region=ca-central-1&prefix=sara.gilani/baseline-2021-03-24/6a87033d-ede6-4783-acf8-880bd0e50e61/output/67ba7dc9-9f48-4dee-a902-75983678f8cc/ | 1.0.002 | 0 | 0 |  | 0 | 0 | tier_1 | 0
377 | 0 |  | NECB_Default | NECB_Default | NECB_Default | NECB_Default | NECB_Default | NECB_Default | NECB_Default | NECB_Default | RetailStandalone | NECB2015 | CAN_BC_Vancouver.Intl.AP.718920_CWEC2016.epw | NaturalGas | NECB_Default | NECB_Default | NECB_Default | NECB_Default | NECB_Default | NECB_Default | NECB_Default | NECB_Default | NECB_Default | NECB_Default | NECB_Default | NECB_Default | NECB_Default | NECB_Default | NECB_Default | NECB_Default | NECB_Default | NECB_Default | NECB_Default | NECB_Default | NECB_Default | NECB_Default | NECB_Default | NECB_Default | NECB_Default | NECB_Default | NECB_Default | aws_batch | 834599497928 | [5 empty] | baseline-2021-03-24 | 6a87033d-ede6-4783-acf8-880bd0e50e61 | TRUE | TRUE | c1def8ed-afee-4045-a137-4be0dcfd163d |  | 2293.99 | 3471.0086 | 40 | RetailStandalone |  |  | 5 | RetailStandalone | 1 |  | 1 | NECB2015 | 0.24821 | 13984.1807 | 207.0798 | 34.2658 | 100.5356 | 4.8154 | 547.4159 | 200.7193 | VANCOUVER | BRITISH COLUMBIA | 1.1871 | 10.3785 | 0 | 11.5656 | 11.8545 | 2.3283 | 0 | 14.1828 | 0 | 0.040571 | 0 | 0 | 0.41889 | 0.1374 | 0 | 0.19346 | 0.032271 | 0.20616 | 0.20586 | 0.0024804 | 0.62475 | 0.012402 | 47.6899 | 64.0865 | Natural Gas | 40 | 0.757 | [5 empty] | 0.227 | 0.315 | 2.4 | 2.4 | 5 | Vancouver Intl AP | CAN | 42 | 2797 | 49.195 | -123.184 | 4 | 2800 | BC | CAN_BC_Vancouver.Intl.AP.718920_CWEC2016.epw | 0 | 0 | 0 | 0 | 28.45 | 68.4249 | 0.3214 | 0.0046971 | 117.47 | 0.1 | 2021-03-24 15:16:35 +0000 | eef80c06 | 0.2.11 | :adv_dx_units: NECB_Default :analysis_id: 6a87033d-ede6-4783-acf8-880bd0e50e61 :analysis_name: baseline-2021-03-24 :boiler_eff: NECB_Default :btap_batch_version: 1.0.002 :building_type: RetailStandalone :compute_environment: aws_batch :datapoint_id: c1def8ed-afee-4045-a137-4be0dcfd163d :daylighting_type: NECB_Default :dcv_type: NECB_Default :door_construction_cond: NECB_Default :ecm_system_name: NECB_Default :enable_costing: true :epw_file: CAN_BC_Vancouver.Intl.AP.718920_CWEC2016.epw :erv_package: NECB_Default :ext_floor_cond: NECB_Default :ext_roof_cond: NECB_Default :ext_wall_cond: NECB_Default :fdwr_set: NECB_Default :fixed_wind_solar_trans: NECB_Default :fixed_window_cond: NECB_Default :furnace_eff: NECB_Default :glass_door_cond: NECB_Default :glass_door_solar_trans: NECB_Default :ground_floor_cond: NECB_Default :ground_roof_cond: NECB_Default :ground_wall_cond: NECB_Default :lights_scale: NECB_Default :lights_type: NECB_Default :overhead_door_cond: NECB_Default :primary_heating_fuel: NaturalGas :pv_ground_azimuth_angle: NECB_Default :pv_ground_module_description: NECB_Default :pv_ground_tilt_angle: NECB_Default :pv_ground_total_area_pv_panels_m2: NECB_Default :pv_ground_type: NECB_Default :rotation_degrees: NECB_Default :run_annual_simulation: true :s3_bucket: '834599497928' :scale_x: NECB_Default :scale_y: NECB_Default :scale_z: NECB_Default :shw_eff: NECB_Default :skylight_cond: NECB_Default :skylight_solar_trans: NECB_Default :srr_set: NECB_Default :template: NECB2015 | 0 | TRUE | 1051.9348 |  | https://s3.console.aws.amazon.com/s3/buckets/834599497928?region=ca-central-1&prefix=sara.gilani/baseline-2021-03-24/6a87033d-ede6-4783-acf8-880bd0e50e61/output/c1def8ed-afee-4045-a137-4be0dcfd163d/ | 1.0.002 | 0 | 0 |  | 0 | 0 | tier_1 | 0
378 | 0 |  | NECB_Default | NECB_Default | NECB_Default | NECB_Default | NECB_Default | NECB_Default | NECB_Default | NECB_Default | RetailStripmall | NECB2011 | CAN_AB_Calgary.Intl.AP.718770_CWEC2016.epw | NaturalGas | NECB_Default | NECB_Default | NECB_Default | NECB_Default | NECB_Default | NECB_Default | NECB_Default | NECB_Default | NECB_Default | NECB_Default | NECB_Default | NECB_Default | NECB_Default | NECB_Default | NECB_Default | NECB_Default | NECB_Default | NECB_Default | NECB_Default | NECB_Default | NECB_Default | NECB_Default | NECB_Default | NECB_Default | NECB_Default | NECB_Default | NECB_Default | aws_batch | 834599497928 | [5 empty] | baseline-2021-03-24 | 6a87033d-ede6-4783-acf8-880bd0e50e61 | TRUE | TRUE | 6e5ead4e-8a12-472e-8719-ee9bf4fe93d2 |  | 2090.32 | 3274.4664 | 33.3 | RetailStripmall |  |  | 5 | RetailStripmall | 1 |  | 1 | NECB2011 | 0.30241 | 10827.8493 | 227.3574 | 44.2731 | 122.1509 | 6.1871 | 659.07 | 259.1015 | CALGARY | ALBERTA | 114.449 | 17.578 | 0 | 132.0271 | 10.8474 | 1.254 | 0 | 12.1014 | 0 | 0.043405 | 0 | 0 | 0.5215 | 0.18564 | 0 | 0.3325 | 0.035196 | 0.25482 | 0.34834 | 0.0024446 | 0.86985 | 0.01584 | 62.5205 | 110.1651 | Natural Gas | 33.3 | 0.757 | [5 empty] | 0.162 | 0.21 | 2.2 | 2.2 | 5 | Calgary Intl AP | CAN | 64 | 4781 | 51.114 | -114.02 | 7a | 5000 | AB | CAN_AB_Calgary.Intl.AP.718770_CWEC2016.epw | 0 | 0 | 0 | 0 | 33.11 | 435.9193 | 0.33705 | 0.00077318 | 123.19 | 0.1 | 2021-03-24 15:16:36 +0000 | eef80c06 | 0.2.11 | :adv_dx_units: NECB_Default :analysis_id: 6a87033d-ede6-4783-acf8-880bd0e50e61 :analysis_name: baseline-2021-03-24 :boiler_eff: NECB_Default :btap_batch_version: 1.0.002 :building_type: RetailStripmall :compute_environment: aws_batch :datapoint_id: 6e5ead4e-8a12-472e-8719-ee9bf4fe93d2 :daylighting_type: NECB_Default :dcv_type: NECB_Default :door_construction_cond: NECB_Default :ecm_system_name: NECB_Default :enable_costing: true :epw_file: CAN_AB_Calgary.Intl.AP.718770_CWEC2016.epw :erv_package: NECB_Default :ext_floor_cond: NECB_Default :ext_roof_cond: NECB_Default :ext_wall_cond: NECB_Default :fdwr_set: NECB_Default :fixed_wind_solar_trans: NECB_Default :fixed_window_cond: NECB_Default :furnace_eff: NECB_Default :glass_door_cond: NECB_Default :glass_door_solar_trans: NECB_Default :ground_floor_cond: NECB_Default :ground_roof_cond: NECB_Default :ground_wall_cond: NECB_Default :lights_scale: NECB_Default :lights_type: NECB_Default :overhead_door_cond: NECB_Default :primary_heating_fuel: NaturalGas :pv_ground_azimuth_angle: NECB_Default :pv_ground_module_description: NECB_Default :pv_ground_tilt_angle: NECB_Default :pv_ground_total_area_pv_panels_m2: NECB_Default :pv_ground_type: NECB_Default :rotation_degrees: NECB_Default :run_annual_simulation: true :s3_bucket: '834599497928' :scale_x: NECB_Default :scale_y: NECB_Default :scale_z: NECB_Default :shw_eff: NECB_Default :skylight_cond: NECB_Default :skylight_solar_trans: NECB_Default :srr_set: NECB_Default :template: NECB2011 | 0 | TRUE | 1050.5619 |  | https://s3.console.aws.amazon.com/s3/buckets/834599497928?region=ca-central-1&prefix=sara.gilani/baseline-2021-03-24/6a87033d-ede6-4783-acf8-880bd0e50e61/output/6e5ead4e-8a12-472e-8719-ee9bf4fe93d2/ | 1.0.002 | 0 | 0 |  | 0 | 0 | tier_1 | 0
379 | 0 |  | NECB_Default | NECB_Default | NECB_Default | NECB_Default | NECB_Default | NECB_Default | NECB_Default | NECB_Default | Warehouse | NECB2017 | CAN_BC_Vancouver.Intl.AP.718920_CWEC2016.epw | Electricity | NECB_Default | NECB_Default | NECB_Default | NECB_Default | NECB_Default | NECB_Default | NECB_Default | NECB_Default | NECB_Default | NECB_Default | NECB_Default | NECB_Default | NECB_Default | NECB_Default | NECB_Default | NECB_Default | NECB_Default | NECB_Default | NECB_Default | NECB_Default | NECB_Default | NECB_Default | NECB_Default | NECB_Default | NECB_Default | NECB_Default | NECB_Default | aws_batch | 834599497928 | [5 empty] | baseline-2021-03-24 | 6a87033d-ede6-4783-acf8-880bd0e50e61 | TRUE | TRUE | 47b60765-0508-4a88-92e1-50c2581a72f4 |  | 4835.13 | 7095.2421 | 40 | Warehouse |  |  | 2 | Warehouse | 1 |  | 1 | NECB2017 | 0.18734 | 37873.9042 | 202.2364 | 10.1837 | 58.1037 | 2.8471 | 370.3717 | 97.0008 | VANCOUVER | BRITISH COLUMBIA | 0.81753 | 0 | 0 | 0.81753 | 8.1639 | 0 | 0 | 8.1639 | 0 | 0.020047 | 0 | 0 | 0.28848 | 0.069479 | 0 | 0.11769 | 0.017578 | 0.05403 | 0 | 2.0682e-06 | 0.28848 | 0.0096543 | 95.5129 | 0 | Electricity | 40 | 0.757 | [5 empty] | 0.193 | 0.315 | 2.1 | 2.1 | 2 | Vancouver Intl AP | CAN | 42 | 2797 | 49.195 | -123.184 | 4 | 2800 | BC | CAN_BC_Vancouver.Intl.AP.718920_CWEC2016.epw | 0 | 0.12772 | 0.001779 | 46.68 | 0 | 71.7905 | 0.64331 | 0.0089609 | 235.13 | 0.1 | 2021-03-24 15:16:18 +0000 | eef80c06 | 0.2.11 | :adv_dx_units: NECB_Default :analysis_id: 6a87033d-ede6-4783-acf8-880bd0e50e61 :analysis_name: baseline-2021-03-24 :boiler_eff: NECB_Default :btap_batch_version: 1.0.002 :building_type: Warehouse :compute_environment: aws_batch :datapoint_id: 47b60765-0508-4a88-92e1-50c2581a72f4 :daylighting_type: NECB_Default :dcv_type: NECB_Default :door_construction_cond: NECB_Default :ecm_system_name: NECB_Default :enable_costing: true :epw_file: CAN_BC_Vancouver.Intl.AP.718920_CWEC2016.epw :erv_package: NECB_Default :ext_floor_cond: NECB_Default :ext_roof_cond: NECB_Default :ext_wall_cond: NECB_Default :fdwr_set: NECB_Default :fixed_wind_solar_trans: NECB_Default :fixed_window_cond: NECB_Default :furnace_eff: NECB_Default :glass_door_cond: NECB_Default :glass_door_solar_trans: NECB_Default :ground_floor_cond: NECB_Default :ground_roof_cond: NECB_Default :ground_wall_cond: NECB_Default :lights_scale: NECB_Default :lights_type: NECB_Default :overhead_door_cond: NECB_Default :primary_heating_fuel: Electricity :pv_ground_azimuth_angle: NECB_Default :pv_ground_module_description: NECB_Default :pv_ground_tilt_angle: NECB_Default :pv_ground_total_area_pv_panels_m2: NECB_Default :pv_ground_type: NECB_Default :rotation_degrees: NECB_Default :run_annual_simulation: true :s3_bucket: '834599497928' :scale_x: NECB_Default :scale_y: NECB_Default :scale_z: NECB_Default :shw_eff: NECB_Default :skylight_cond: NECB_Default :skylight_solar_trans: NECB_Default :srr_set: NECB_Default :template: NECB2017 | 0 | TRUE | 1053.4785 |  | https://s3.console.aws.amazon.com/s3/buckets/834599497928?region=ca-central-1&prefix=sara.gilani/baseline-2021-03-24/6a87033d-ede6-4783-acf8-880bd0e50e61/output/47b60765-0508-4a88-92e1-50c2581a72f4/ | 1.0.002 | 0 | 0 |  | 0 | 0 | tier_1 | 0
380 | 0 |  | NECB_Default | NECB_Default | NECB_Default | NECB_Default | NECB_Default | NECB_Default | NECB_Default | NECB_Default | RetailStandalone | NECB2017 | CAN_NS_Halifax.Dockyard.713280_CWEC2016.epw | Electricity | NECB_Default | NECB_Default | NECB_Default | NECB_Default | NECB_Default | NECB_Default | NECB_Default | NECB_Default | NECB_Default | NECB_Default | NECB_Default | NECB_Default | NECB_Default | NECB_Default | NECB_Default | NECB_Default | NECB_Default | NECB_Default | NECB_Default | NECB_Default | NECB_Default | NECB_Default | NECB_Default | NECB_Default | NECB_Default | NECB_Default | NECB_Default | aws_batch | 834599497928 | [5 empty] | baseline-2021-03-24 | 6a87033d-ede6-4783-acf8-880bd0e50e61 | TRUE | TRUE | f07e1742-79ae-468e-ac0b-675b6f741aa0 |  | 2293.99 | 3471.0086 | 40 | RetailStandalone |  |  | 2 | RetailStandalone | 1 |  | 1 | NECB2017 | 0.24821 | 13984.1807 | 192.4044 | 10.1409 | 99.8442 | 5.4743 | 518.7064 | 210.8426 | HALIFAX | NOVA SCOTIA | 100.2413 | 0 | 0 | 100.2413 | 19.6592 | 0 | 0 | 19.6592 | 0 | 0.033644 | 0 | 0 | 0.49433 | 0.11129 | 0.0054795 | 0.12776 | 0.032271 | 0.17303 | 0 | 0 | 0.49433 | 0.01085 | 64.0404 | 0 | Electricity | 40 | 0.757 | [5 empty] | 0.156 | 0.247 | 1.9 | 1.9 | 2 | Halifax Dockyard | CAN | 112 | 3647 | 44.655 | -63.577 | 6 | 4000 | NS | CAN_NS_Halifax.Dockyard.713280_CWEC2016.epw | 0 | 0.068098 | 0.00099523 | 24.89 | 0 | 68.4249 | 0.3214 | 0.0046971 | 117.47 | 0.1 | 2021-03-24 15:16:33 +0000 | eef80c06 | 0.2.11 | :adv_dx_units: NECB_Default :analysis_id: 6a87033d-ede6-4783-acf8-880bd0e50e61 :analysis_name: baseline-2021-03-24 :boiler_eff: NECB_Default :btap_batch_version: 1.0.002 :building_type: RetailStandalone :compute_environment: aws_batch :datapoint_id: f07e1742-79ae-468e-ac0b-675b6f741aa0 :daylighting_type: NECB_Default :dcv_type: NECB_Default :door_construction_cond: NECB_Default :ecm_system_name: NECB_Default :enable_costing: true :epw_file: CAN_NS_Halifax.Dockyard.713280_CWEC2016.epw :erv_package: NECB_Default :ext_floor_cond: NECB_Default :ext_roof_cond: NECB_Default :ext_wall_cond: NECB_Default :fdwr_set: NECB_Default :fixed_wind_solar_trans: NECB_Default :fixed_window_cond: NECB_Default :furnace_eff: NECB_Default :glass_door_cond: NECB_Default :glass_door_solar_trans: NECB_Default :ground_floor_cond: NECB_Default :ground_roof_cond: NECB_Default :ground_wall_cond: NECB_Default :lights_scale: NECB_Default :lights_type: NECB_Default :overhead_door_cond: NECB_Default :primary_heating_fuel: Electricity :pv_ground_azimuth_angle: NECB_Default :pv_ground_module_description: NECB_Default :pv_ground_tilt_angle: NECB_Default :pv_ground_total_area_pv_panels_m2: NECB_Default :pv_ground_type: NECB_Default :rotation_degrees: NECB_Default :run_annual_simulation: true :s3_bucket: '834599497928' :scale_x: NECB_Default :scale_y: NECB_Default :scale_z: NECB_Default :shw_eff: NECB_Default :skylight_cond: NECB_Default :skylight_solar_trans: NECB_Default :srr_set: NECB_Default :template: NECB2017 | 0 | TRUE | 1051.6514 |  | https://s3.console.aws.amazon.com/s3/buckets/834599497928?region=ca-central-1&prefix=sara.gilani/baseline-2021-03-24/6a87033d-ede6-4783-acf8-880bd0e50e61/output/f07e1742-79ae-468e-ac0b-675b6f741aa0/ | 1.0.002 | 0 | 0 |  | 0 | 0 | tier_1 | 0
381 | 0 |  | NECB_Default | NECB_Default | NECB_Default | NECB_Default | NECB_Default | NECB_Default | NECB_Default | NECB_Default | RetailStandalone | NECB2011 | CAN_YT_Whitehorse.Intl.AP.719640_CWEC2016.epw | NaturalGas | NECB_Default | NECB_Default | NECB_Default | NECB_Default | NECB_Default | NECB_Default | NECB_Default | NECB_Default | NECB_Default | NECB_Default | NECB_Default | NECB_Default | NECB_Default | NECB_Default | NECB_Default | NECB_Default | NECB_Default | NECB_Default | NECB_Default | NECB_Default | NECB_Default | NECB_Default | NECB_Default | NECB_Default | NECB_Default | NECB_Default | NECB_Default | aws_batch | 834599497928 | [5 empty] | baseline-2021-03-24 | 6a87033d-ede6-4783-acf8-880bd0e50e61 | TRUE | TRUE | b7cc7824-f02d-45fe-be53-1ac2137469dc |  | 2293.99 | 3471.0086 | 22.8 | RetailStandalone |  |  | 5 | RetailStandalone | 1 |  | 1 | NECB2011 | 0.24821 | 13984.1807 | 175.4154 | 33.5079 | 96.0358 | 4.6349 | 490.2417 | 180.6477 | WHITEHORSE | YUKON | 6.1075 | 23.9198 | 0 | 30.0273 | 13.9869 | 4.3599 | 0 | 18.3468 | 0 | 0.012602 | 0 | 0 | 0.39267 | 0.12309 | 0 | 0.46175 | 0.030964 | 0.22339 | 0.4807 | 0.0026286 | 0.87337 | 0.01895 | 44.4956 | 114.0743 | Natural Gas | 22.8 | 0.757 | [5 empty] | 0.162 | 0.21 | 2.2 | 2.2 | 5 | Whitehorse Intl AP | CAN | 5 | 6491 | 60.709 | -135.069 | 7b | 6580 | YT | CAN_YT_Whitehorse.Intl.AP.719640_CWEC2016.epw | 0 | 0 | 0 | 0 | 43.47 | 68.4695 | 0.41833 | 0.0061097 | 152.9 | 0.1 | 2021-03-24 15:16:28 +0000 | eef80c06 | 0.2.11 | :adv_dx_units: NECB_Default :analysis_id: 6a87033d-ede6-4783-acf8-880bd0e50e61 :analysis_name: baseline-2021-03-24 :boiler_eff: NECB_Default :btap_batch_version: 1.0.002 :building_type: RetailStandalone :compute_environment: aws_batch :datapoint_id: b7cc7824-f02d-45fe-be53-1ac2137469dc :daylighting_type: NECB_Default :dcv_type: NECB_Default :door_construction_cond: NECB_Default :ecm_system_name: NECB_Default :enable_costing: true :epw_file: CAN_YT_Whitehorse.Intl.AP.719640_CWEC2016.epw :erv_package: NECB_Default :ext_floor_cond: NECB_Default :ext_roof_cond: NECB_Default :ext_wall_cond: NECB_Default :fdwr_set: NECB_Default :fixed_wind_solar_trans: NECB_Default :fixed_window_cond: NECB_Default :furnace_eff: NECB_Default :glass_door_cond: NECB_Default :glass_door_solar_trans: NECB_Default :ground_floor_cond: NECB_Default :ground_roof_cond: NECB_Default :ground_wall_cond: NECB_Default :lights_scale: NECB_Default :lights_type: NECB_Default :overhead_door_cond: NECB_Default :primary_heating_fuel: NaturalGas :pv_ground_azimuth_angle: NECB_Default :pv_ground_module_description: NECB_Default :pv_ground_tilt_angle: NECB_Default :pv_ground_total_area_pv_panels_m2: NECB_Default :pv_ground_type: NECB_Default :rotation_degrees: NECB_Default :run_annual_simulation: true :s3_bucket: '834599497928' :scale_x: NECB_Default :scale_y: NECB_Default :scale_z: NECB_Default :shw_eff: NECB_Default :skylight_cond: NECB_Default :skylight_solar_trans: NECB_Default :srr_set: NECB_Default :template: NECB2011 | 0 | TRUE | 1052.2203 |  | https://s3.console.aws.amazon.com/s3/buckets/834599497928?region=ca-central-1&prefix=sara.gilani/baseline-2021-03-24/6a87033d-ede6-4783-acf8-880bd0e50e61/output/b7cc7824-f02d-45fe-be53-1ac2137469dc/ | 1.0.002 | 0 | 0 |  | 0 | 0 | tier_1 | 0
382 | 0 |  | NECB_Default | NECB_Default | NECB_Default | NECB_Default | NECB_Default | NECB_Default | NECB_Default | NECB_Default | Warehouse | NECB2017 | CAN_YT_Whitehorse.Intl.AP.719640_CWEC2016.epw | NaturalGas | NECB_Default | NECB_Default | NECB_Default | NECB_Default | NECB_Default | NECB_Default | NECB_Default | NECB_Default | NECB_Default | NECB_Default | NECB_Default | NECB_Default | NECB_Default | NECB_Default | NECB_Default | NECB_Default | NECB_Default | NECB_Default | NECB_Default | NECB_Default | NECB_Default | NECB_Default | NECB_Default | NECB_Default | NECB_Default | NECB_Default | NECB_Default | aws_batch | 834599497928 | [5 empty] | baseline-2021-03-24 | 6a87033d-ede6-4783-acf8-880bd0e50e61 | TRUE | TRUE | a4a29cc5-51c8-4cb6-8392-78e6813f3e73 |  | 4835.13 | 7095.2421 | 22.8 | Warehouse |  |  | 2 | Warehouse | 1 |  | 1 | NECB2017 | 0.18734 | 37873.9042 | 169.9871 | 25.5818 | 55.9159 | 2.7956 | 327.0237 | 72.7433 | WHITEHORSE | YUKON | 2.0836 | 14.9385 | 0 | 17.0221 | 4.7716 | 2.7229 | 0 | 7.4945 | 0 | 0.0053918 | 0 | 0 | 0.13396 | 0.052584 | 0.0013919 | 0.28605 | 0.017578 | 0.05403 | 0.30021 | 0.0029844 | 0.43417 | 0.014155 | 23.1913 | 108.0864 | Natural Gas | 22.8 | 0.757 | [5 empty] | 0.138 | 0.21 | 1.9 | 1.9 | 2 | Whitehorse Intl AP | CAN | 5 | 6491 | 60.709 | -135.069 | 7b | 6580 | YT | CAN_YT_Whitehorse.Intl.AP.719640_CWEC2016.epw | 0 | 0 | 0 | 0 | 68.44 | 71.7905 | 0.64331 | 0.0089609 | 235.13 | 0.1 | 2021-03-24 15:16:18 +0000 | eef80c06 | 0.2.11 | :adv_dx_units: NECB_Default :analysis_id: 6a87033d-ede6-4783-acf8-880bd0e50e61 :analysis_name: baseline-2021-03-24 :boiler_eff: NECB_Default :btap_batch_version: 1.0.002 :building_type: Warehouse :compute_environment: aws_batch :datapoint_id: a4a29cc5-51c8-4cb6-8392-78e6813f3e73 :daylighting_type: NECB_Default :dcv_type: NECB_Default :door_construction_cond: NECB_Default :ecm_system_name: NECB_Default :enable_costing: true :epw_file: CAN_YT_Whitehorse.Intl.AP.719640_CWEC2016.epw :erv_package: NECB_Default :ext_floor_cond: NECB_Default :ext_roof_cond: NECB_Default :ext_wall_cond: NECB_Default :fdwr_set: NECB_Default :fixed_wind_solar_trans: NECB_Default :fixed_window_cond: NECB_Default :furnace_eff: NECB_Default :glass_door_cond: NECB_Default :glass_door_solar_trans: NECB_Default :ground_floor_cond: NECB_Default :ground_roof_cond: NECB_Default :ground_wall_cond: NECB_Default :lights_scale: NECB_Default :lights_type: NECB_Default :overhead_door_cond: NECB_Default :primary_heating_fuel: NaturalGas :pv_ground_azimuth_angle: NECB_Default :pv_ground_module_description: NECB_Default :pv_ground_tilt_angle: NECB_Default :pv_ground_total_area_pv_panels_m2: NECB_Default :pv_ground_type: NECB_Default :rotation_degrees: NECB_Default :run_annual_simulation: true :s3_bucket: '834599497928' :scale_x: NECB_Default :scale_y: NECB_Default :scale_z: NECB_Default :shw_eff: NECB_Default :skylight_cond: NECB_Default :skylight_solar_trans: NECB_Default :srr_set: NECB_Default :template: NECB2017 | 0 | TRUE | 1053.2562 |  | https://s3.console.aws.amazon.com/s3/buckets/834599497928?region=ca-central-1&prefix=sara.gilani/baseline-2021-03-24/6a87033d-ede6-4783-acf8-880bd0e50e61/output/a4a29cc5-51c8-4cb6-8392-78e6813f3e73/ | 1.0.002 | 0 | 0 |  | 0 | 0 | tier_1 | 0
383 | 0 |  | NECB_Default | NECB_Default | NECB_Default | NECB_Default | NECB_Default | NECB_Default | NECB_Default | NECB_Default | RetailStandalone | NECB2017 | CAN_ON_Toronto.Pearson.Intl.AP.716240_CWEC2016.epw | Electricity | NECB_Default | NECB_Default | NECB_Default | NECB_Default | NECB_Default | NECB_Default | NECB_Default | NECB_Default | NECB_Default | NECB_Default | NECB_Default | NECB_Default | NECB_Default | NECB_Default | NECB_Default | NECB_Default | NECB_Default | NECB_Default | NECB_Default | NECB_Default | NECB_Default | NECB_Default | NECB_Default | NECB_Default | NECB_Default | NECB_Default | NECB_Default | aws_batch | 834599497928 | [5 empty] | baseline-2021-03-24 | 6a87033d-ede6-4783-acf8-880bd0e50e61 | TRUE | TRUE | 2e4db18d-92f1-4d06-9958-9f1636318295 |  | 2293.99 | 3471.0086 | 40 | RetailStandalone |  |  | 2 | RetailStandalone | 1 |  | 1 | NECB2017 | 0.24821 | 13984.1807 | 235.1701 | 12.4622 | 112.7512 | 5.6484 | 594.6821 | 228.6503 | TORONTO | ONTARIO | 3.0159 | 0 | 0 | 3.0159 | 24.1634 | 0 | 0 | 24.1634 | 0 | 0.064896 | 0 | 0 | 0.543 | 0.11048 | 0.007014 | 0.14464 | 0.032271 | 0.17303 | 0 | 0 | 0.543 | 0.010667 | 72.8676 | 0 | Electricity | 40 | 0.757 | [5 empty] | 0.156 | 0.278 | 1.9 | 1.9 | 2 | Toronto Pearson Intl AP | CAN | 382 | 3615 | 43.677 | -79.631 | 5 | 3890 | ON | CAN_ON_Toronto.Pearson.Intl.AP.716240_CWEC2016.epw | 0 | 0.066949 | 0.00097844 | 24.47 | 0 | 68.4249 | 0.3214 | 0.0046971 | 117.47 | 0.1 | 2021-03-24 15:16:35 +0000 | eef80c06 | 0.2.11 | :adv_dx_units: NECB_Default :analysis_id: 6a87033d-ede6-4783-acf8-880bd0e50e61 :analysis_name: baseline-2021-03-24 :boiler_eff: NECB_Default :btap_batch_version: 1.0.002 :building_type: RetailStandalone :compute_environment: aws_batch :datapoint_id: 2e4db18d-92f1-4d06-9958-9f1636318295 :daylighting_type: NECB_Default :dcv_type: NECB_Default :door_construction_cond: NECB_Default :ecm_system_name: NECB_Default :enable_costing: true :epw_file: CAN_ON_Toronto.Pearson.Intl.AP.716240_CWEC2016.epw :erv_package: NECB_Default :ext_floor_cond: NECB_Default :ext_roof_cond: NECB_Default :ext_wall_cond: NECB_Default :fdwr_set: NECB_Default :fixed_wind_solar_trans: NECB_Default :fixed_window_cond: NECB_Default :furnace_eff: NECB_Default :glass_door_cond: NECB_Default :glass_door_solar_trans: NECB_Default :ground_floor_cond: NECB_Default :ground_roof_cond: NECB_Default :ground_wall_cond: NECB_Default :lights_scale: NECB_Default :lights_type: NECB_Default :overhead_door_cond: NECB_Default :primary_heating_fuel: Electricity :pv_ground_azimuth_angle: NECB_Default :pv_ground_module_description: NECB_Default :pv_ground_tilt_angle: NECB_Default :pv_ground_total_area_pv_panels_m2: NECB_Default :pv_ground_type: NECB_Default :rotation_degrees: NECB_Default :run_annual_simulation: true :s3_bucket: '834599497928' :scale_x: NECB_Default :scale_y: NECB_Default :scale_z: NECB_Default :shw_eff: NECB_Default :skylight_cond: NECB_Default :skylight_solar_trans: NECB_Default :srr_set: NECB_Default :template: NECB2017 | 0 | TRUE | 1051.4216 |  | https://s3.console.aws.amazon.com/s3/buckets/834599497928?region=ca-central-1&prefix=sara.gilani/baseline-2021-03-24/6a87033d-ede6-4783-acf8-880bd0e50e61/output/2e4db18d-92f1-4d06-9958-9f1636318295/ | 1.0.002 | 0 | 0 |  | 0 | 0 | tier_1 | 0
384 | 0 |  | NECB_Default | NECB_Default | NECB_Default | NECB_Default | NECB_Default | NECB_Default | NECB_Default | NECB_Default | RetailStandalone | NECB2011 | CAN_ON_Toronto.Pearson.Intl.AP.716240_CWEC2016.epw | Electricity | NECB_Default | NECB_Default | NECB_Default | NECB_Default | NECB_Default | NECB_Default | NECB_Default | NECB_Default | NECB_Default | NECB_Default | NECB_Default | NECB_Default | NECB_Default | NECB_Default | NECB_Default | NECB_Default | NECB_Default | NECB_Default | NECB_Default | NECB_Default | NECB_Default | NECB_Default | NECB_Default | NECB_Default | NECB_Default | NECB_Default | NECB_Default | aws_batch | 834599497928 | [5 empty] | baseline-2021-03-24 | 6a87033d-ede6-4783-acf8-880bd0e50e61 | TRUE | TRUE | 5c27cac3-293b-48dd-94fe-0ce17c4934ad |  | 2293.99 | 3471.0086 | 40 | RetailStandalone |  |  | 5 | RetailStandalone | 1 |  | 1 | NECB2011 | 0.24821 | 13984.1807 | 227.6645 | 12.5402 | 112.7512 | 5.6484 | 602.7841 | 244.1798 | TORONTO | ONTARIO | 3.8452 | 0 | 0 | 3.8452 | 30.8078 | 0 | 0 | 30.8078 | 0 | 0.081962 | 0 | 0 | 0.69231 | 0.14111 | 0 | 0.20117 | 0.030964 | 0.22339 | 0 | 0 | 0.69231 | 0.013714 | 102.6851 | 0 | Electricity | 40 | 0.757 | [5 empty] | 0.183 | 0.278 | 2.2 | 2.2 | 5 | Toronto Pearson Intl AP | CAN | 382 | 3615 | 43.677 | -79.631 | 5 | 3890 | ON | CAN_ON_Toronto.Pearson.Intl.AP.716240_CWEC2016.epw | 0 | 0.086074 | 0.0012571 | 31.46 | 0 | 68.4695 | 0.41833 | 0.0061097 | 152.9 | 0.1 | 2021-03-24 15:16:23 +0000 | eef80c06 | 0.2.11 | :adv_dx_units: NECB_Default :analysis_id: 6a87033d-ede6-4783-acf8-880bd0e50e61 :analysis_name: baseline-2021-03-24 :boiler_eff: NECB_Default :btap_batch_version: 1.0.002 :building_type: RetailStandalone :compute_environment: aws_batch :datapoint_id: 5c27cac3-293b-48dd-94fe-0ce17c4934ad :daylighting_type: NECB_Default :dcv_type: NECB_Default :door_construction_cond: NECB_Default :ecm_system_name: NECB_Default :enable_costing: true :epw_file: CAN_ON_Toronto.Pearson.Intl.AP.716240_CWEC2016.epw :erv_package: NECB_Default :ext_floor_cond: NECB_Default :ext_roof_cond: NECB_Default :ext_wall_cond: NECB_Default :fdwr_set: NECB_Default :fixed_wind_solar_trans: NECB_Default :fixed_window_cond: NECB_Default :furnace_eff: NECB_Default :glass_door_cond: NECB_Default :glass_door_solar_trans: NECB_Default :ground_floor_cond: NECB_Default :ground_roof_cond: NECB_Default :ground_wall_cond: NECB_Default :lights_scale: NECB_Default :lights_type: NECB_Default :overhead_door_cond: NECB_Default :primary_heating_fuel: Electricity :pv_ground_azimuth_angle: NECB_Default :pv_ground_module_description: NECB_Default :pv_ground_tilt_angle: NECB_Default :pv_ground_total_area_pv_panels_m2: NECB_Default :pv_ground_type: NECB_Default :rotation_degrees: NECB_Default :run_annual_simulation: true :s3_bucket: '834599497928' :scale_x: NECB_Default :scale_y: NECB_Default :scale_z: NECB_Default :shw_eff: NECB_Default :skylight_cond: NECB_Default :skylight_solar_trans: NECB_Default :srr_set: NECB_Default :template: NECB2011 | 0 | TRUE | 1052.4049 |  | https://s3.console.aws.amazon.com/s3/buckets/834599497928?region=ca-central-1&prefix=sara.gilani/baseline-2021-03-24/6a87033d-ede6-4783-acf8-880bd0e50e61/output/5c27cac3-293b-48dd-94fe-0ce17c4934ad/ | 1.0.002 | 0 | 0 |  | 0 | 0 | tier_1 | 0
385 | 0 |  | NECB_Default | NECB_Default | NECB_Default | NECB_Default | NECB_Default | NECB_Default | NECB_Default | NECB_Default | RetailStandalone | NECB2011 | CAN_AB_Calgary.Intl.AP.718770_CWEC2016.epw | Electricity | NECB_Default | NECB_Default | NECB_Default | NECB_Default | NECB_Default | NECB_Default | NECB_Default | NECB_Default | NECB_Default | NECB_Default | NECB_Default | NECB_Default | NECB_Default | NECB_Default | NECB_Default | NECB_Default | NECB_Default | NECB_Default | NECB_Default | NECB_Default | NECB_Default | NECB_Default | NECB_Default | NECB_Default | NECB_Default | NECB_Default | NECB_Default | aws_batch | 834599497928 | [5 empty] | baseline-2021-03-24 | 6a87033d-ede6-4783-acf8-880bd0e50e61 | TRUE | TRUE | ebed66b0-66f4-40c4-b894-945500b7c716 |  | 2293.99 | 3471.0086 | 33.3 | RetailStandalone |  |  | 5 | RetailStandalone | 1 |  | 1 | NECB2011 | 0.24821 | 13984.1807 | 218.2006 | 11.9155 | 112.3249 | 5.628 | 601.7177 | 253.6487 | CALGARY | ALBERTA | 149.9397 | 0 | 0 | 149.9397 | 14.2112 | 0 | 0 | 14.2112 | 0 | 0.041914 | 0 | 0 | 0.68323 | 0.15287 | 0 | 0.21936 | 0.030964 | 0.22339 | 0 | 0 | 0.68323 | 0.01473 | 85.9445 | 0 | Electricity | 33.3 | 0.757 | [5 empty] | 0.162 | 0.21 | 2.2 | 2.2 | 5 | Calgary Intl AP | CAN | 64 | 4781 | 51.114 | -114.02 | 7a | 5000 | AB | CAN_AB_Calgary.Intl.AP.718770_CWEC2016.epw | 0 | 0.092449 | 0.0013502 | 33.79 | 0 | 68.4695 | 0.41833 | 0.0061097 | 152.9 | 0.1 | 2021-03-24 15:16:20 +0000 | eef80c06 | 0.2.11 | :adv_dx_units: NECB_Default :analysis_id: 6a87033d-ede6-4783-acf8-880bd0e50e61 :analysis_name: baseline-2021-03-24 :boiler_eff: NECB_Default :btap_batch_version: 1.0.002 :building_type: RetailStandalone :compute_environment: aws_batch :datapoint_id: ebed66b0-66f4-40c4-b894-945500b7c716 :daylighting_type: NECB_Default :dcv_type: NECB_Default :door_construction_cond: NECB_Default :ecm_system_name: NECB_Default :enable_costing: true :epw_file: CAN_AB_Calgary.Intl.AP.718770_CWEC2016.epw :erv_package: NECB_Default :ext_floor_cond: NECB_Default :ext_roof_cond: NECB_Default :ext_wall_cond: NECB_Default :fdwr_set: NECB_Default :fixed_wind_solar_trans: NECB_Default :fixed_window_cond: NECB_Default :furnace_eff: NECB_Default :glass_door_cond: NECB_Default :glass_door_solar_trans: NECB_Default :ground_floor_cond: NECB_Default :ground_roof_cond: NECB_Default :ground_wall_cond: NECB_Default :lights_scale: NECB_Default :lights_type: NECB_Default :overhead_door_cond: NECB_Default :primary_heating_fuel: Electricity :pv_ground_azimuth_angle: NECB_Default :pv_ground_module_description: NECB_Default :pv_ground_tilt_angle: NECB_Default :pv_ground_total_area_pv_panels_m2: NECB_Default :pv_ground_type: NECB_Default :rotation_degrees: NECB_Default :run_annual_simulation: true :s3_bucket: '834599497928' :scale_x: NECB_Default :scale_y: NECB_Default :scale_z: NECB_Default :shw_eff: NECB_Default :skylight_cond: NECB_Default :skylight_solar_trans: NECB_Default :srr_set: NECB_Default :template: NECB2011 | 0 | TRUE | 1052.5185 |  | https://s3.console.aws.amazon.com/s3/buckets/834599497928?region=ca-central-1&prefix=sara.gilani/baseline-2021-03-24/6a87033d-ede6-4783-acf8-880bd0e50e61/output/ebed66b0-66f4-40c4-b894-945500b7c716/ | 1.0.002 | 0 | 0 |  | 0 | 0 | tier_1 | 0
386 | 0 |  | NECB_Default | NECB_Default | NECB_Default | NECB_Default | NECB_Default | NECB_Default | NECB_Default | NECB_Default | RetailStripmall | NECB2015 | CAN_YT_Whitehorse.Intl.AP.719640_CWEC2016.epw | NaturalGas | NECB_Default | NECB_Default | NECB_Default | NECB_Default | NECB_Default | NECB_Default | NECB_Default | NECB_Default | NECB_Default | NECB_Default | NECB_Default | NECB_Default | NECB_Default | NECB_Default | NECB_Default | NECB_Default | NECB_Default | NECB_Default | NECB_Default | NECB_Default | NECB_Default | NECB_Default | NECB_Default | NECB_Default | NECB_Default | NECB_Default | NECB_Default | aws_batch | 834599497928 | [5 empty] | baseline-2021-03-24 | 6a87033d-ede6-4783-acf8-880bd0e50e61 | TRUE | TRUE | 07d8b405-9d2d-4cf2-94e4-2b3642fd4154 |  | 2090.32 | 3274.4664 | 22.8 | RetailStripmall |  |  | 5 | RetailStripmall | 1 |  | 1 | NECB2015 | 0.30241 | 10827.8493 | 185.8809 | 37.864 | 104.3402 | 5.7064 | 552.7529 | 218.9614 | WHITEHORSE | YUKON | 6.5407 | 29.542 | 0 | 36.0827 | 14.9791 | 5.3847 | 0 | 20.3638 | 0 | 0.01196 | 0 | 0 | 0.42052 | 0.14568 | 0 | 0.57614 | 0.036162 | 0.22421 | 0.59368 | 0.0025116 | 1.0142 | 0.017538 | 48 | 157.0414 | Natural Gas | 22.8 | 0.757 | [5 empty] | 0.162 | 0.21 | 2.2 | 2.2 | 5 | Whitehorse Intl AP | CAN | 5 | 6491 | 60.709 | -135.069 | 7b | 6580 | YT | CAN_YT_Whitehorse.Intl.AP.719640_CWEC2016.epw | 0 | 0 | 0 | 0 | 36.66 | 435.6285 | 0.35319 | 0.00081075 | 129.09 | 0.1 | 2021-03-24 15:16:34 +0000 | eef80c06 | 0.2.11 | :adv_dx_units: NECB_Default :analysis_id: 6a87033d-ede6-4783-acf8-880bd0e50e61 :analysis_name: baseline-2021-03-24 :boiler_eff: NECB_Default :btap_batch_version: 1.0.002 :building_type: RetailStripmall :compute_environment: aws_batch :datapoint_id: 07d8b405-9d2d-4cf2-94e4-2b3642fd4154 :daylighting_type: NECB_Default :dcv_type: NECB_Default :door_construction_cond: NECB_Default :ecm_system_name: NECB_Default :enable_costing: true :epw_file: CAN_YT_Whitehorse.Intl.AP.719640_CWEC2016.epw :erv_package: NECB_Default :ext_floor_cond: NECB_Default :ext_roof_cond: NECB_Default :ext_wall_cond: NECB_Default :fdwr_set: NECB_Default :fixed_wind_solar_trans: NECB_Default :fixed_window_cond: NECB_Default :furnace_eff: NECB_Default :glass_door_cond: NECB_Default :glass_door_solar_trans: NECB_Default :ground_floor_cond: NECB_Default :ground_roof_cond: NECB_Default :ground_wall_cond: NECB_Default :lights_scale: NECB_Default :lights_type: NECB_Default :overhead_door_cond: NECB_Default :primary_heating_fuel: NaturalGas :pv_ground_azimuth_angle: NECB_Default :pv_ground_module_description: NECB_Default :pv_ground_tilt_angle: NECB_Default :pv_ground_total_area_pv_panels_m2: NECB_Default :pv_ground_type: NECB_Default :rotation_degrees: NECB_Default :run_annual_simulation: true :s3_bucket: '834599497928' :scale_x: NECB_Default :scale_y: NECB_Default :scale_z: NECB_Default :shw_eff: NECB_Default :skylight_cond: NECB_Default :skylight_solar_trans: NECB_Default :srr_set: NECB_Default :template: NECB2015 | 0 | TRUE | 1049.9815 |  | https://s3.console.aws.amazon.com/s3/buckets/834599497928?region=ca-central-1&prefix=sara.gilani/baseline-2021-03-24/6a87033d-ede6-4783-acf8-880bd0e50e61/output/07d8b405-9d2d-4cf2-94e4-2b3642fd4154/ | 1.0.002 | 0 | 0 |  | 0 | 0 | tier_1 | 0
387 | 0 |  | NECB_Default | NECB_Default | NECB_Default | NECB_Default | NECB_Default | NECB_Default | NECB_Default | NECB_Default | Warehouse | NECB2017 | CAN_BC_Vancouver.Intl.AP.718920_CWEC2016.epw | NaturalGas | NECB_Default | NECB_Default | NECB_Default | NECB_Default | NECB_Default | NECB_Default | NECB_Default | NECB_Default | NECB_Default | NECB_Default | NECB_Default | NECB_Default | NECB_Default | NECB_Default | NECB_Default | NECB_Default | NECB_Default | NECB_Default | NECB_Default | NECB_Default | NECB_Default | NECB_Default | NECB_Default | NECB_Default | NECB_Default | NECB_Default | NECB_Default | aws_batch | 834599497928 | [5 empty] | baseline-2021-03-24 | 6a87033d-ede6-4783-acf8-880bd0e50e61 | TRUE | TRUE | 97452f18-0248-4bc9-b655-bd18eb7ff0ed |  | 4835.13 | 7095.2421 | 40 | Warehouse |  |  | 2 | Warehouse | 1 |  | 1 | NECB2017 | 0.18734 | 37873.9042 | 202.2364 | 26.1205 | 58.1037 | 2.9278 | 371.8996 | 82.5112 | VANCOUVER | BRITISH COLUMBIA | 0.46472 | 8.1164 | 0 | 8.5812 | 4.6407 | 1.8208 | 0 | 6.4616 | 0 | 0.020421 | 0 | 0 | 0.16398 | 0.069659 | 0 | 0.14911 | 0.017578 | 0.05403 | 0.16099 | 0.0022936 | 0.32498 | 0.01188 | 28.708 | 108.4595 | Natural Gas | 40 | 0.757 | [5 empty] | 0.193 | 0.315 | 2.1 | 2.1 | 2 | Vancouver Intl AP | CAN | 42 | 2797 | 49.195 | -123.184 | 4 | 2800 | BC | CAN_BC_Vancouver.Intl.AP.718920_CWEC2016.epw | 0 | 0 | 0 | 0 | 57.44 | 71.7905 | 0.64331 | 0.0089609 | 235.13 | 0.1 | 2021-03-24 15:16:22 +0000 | eef80c06 | 0.2.11 | :adv_dx_units: NECB_Default :analysis_id: 6a87033d-ede6-4783-acf8-880bd0e50e61 :analysis_name: baseline-2021-03-24 :boiler_eff: NECB_Default :btap_batch_version: 1.0.002 :building_type: Warehouse :compute_environment: aws_batch :datapoint_id: 97452f18-0248-4bc9-b655-bd18eb7ff0ed :daylighting_type: NECB_Default :dcv_type: NECB_Default :door_construction_cond: NECB_Default :ecm_system_name: NECB_Default :enable_costing: true :epw_file: CAN_BC_Vancouver.Intl.AP.718920_CWEC2016.epw :erv_package: NECB_Default :ext_floor_cond: NECB_Default :ext_roof_cond: NECB_Default :ext_wall_cond: NECB_Default :fdwr_set: NECB_Default :fixed_wind_solar_trans: NECB_Default :fixed_window_cond: NECB_Default :furnace_eff: NECB_Default :glass_door_cond: NECB_Default :glass_door_solar_trans: NECB_Default :ground_floor_cond: NECB_Default :ground_roof_cond: NECB_Default :ground_wall_cond: NECB_Default :lights_scale: NECB_Default :lights_type: NECB_Default :overhead_door_cond: NECB_Default :primary_heating_fuel: NaturalGas :pv_ground_azimuth_angle: NECB_Default :pv_ground_module_description: NECB_Default :pv_ground_tilt_angle: NECB_Default :pv_ground_total_area_pv_panels_m2: NECB_Default :pv_ground_type: NECB_Default :rotation_degrees: NECB_Default :run_annual_simulation: true :s3_bucket: '834599497928' :scale_x: NECB_Default :scale_y: NECB_Default :scale_z: NECB_Default :shw_eff: NECB_Default :skylight_cond: NECB_Default :skylight_solar_trans: NECB_Default :srr_set: NECB_Default :template: NECB2017 | 0 | TRUE | 1053.6199 |  | https://s3.console.aws.amazon.com/s3/buckets/834599497928?region=ca-central-1&prefix=sara.gilani/baseline-2021-03-24/6a87033d-ede6-4783-acf8-880bd0e50e61/output/97452f18-0248-4bc9-b655-bd18eb7ff0ed/ | 1.0.002 | 0 | 0 |  | 0 | 0 | tier_1 | 0
388 | 0 |  | NECB_Default | NECB_Default | NECB_Default | NECB_Default | NECB_Default | NECB_Default | NECB_Default | NECB_Default | RetailStripmall | NECB2011 | CAN_NS_Halifax.Dockyard.713280_CWEC2016.epw | Electricity | NECB_Default | NECB_Default | NECB_Default | NECB_Default | NECB_Default | NECB_Default | NECB_Default | NECB_Default | NECB_Default | NECB_Default | NECB_Default | NECB_Default | NECB_Default | NECB_Default | NECB_Default | NECB_Default | NECB_Default | NECB_Default | NECB_Default | NECB_Default | NECB_Default | NECB_Default | NECB_Default | NECB_Default | NECB_Default | NECB_Default | NECB_Default | aws_batch | 834599497928 | [5 empty] | baseline-2021-03-24 | 6a87033d-ede6-4783-acf8-880bd0e50e61 | TRUE | TRUE | 6dc42df9-d266-4157-a212-3a3bd69c7431 |  | 2090.32 | 3274.4664 | 40 | RetailStripmall |  |  | 5 | RetailStripmall | 1 |  | 1 | NECB2011 | 0.30241 | 10827.8493 | 192.0031 | 11.6668 | 108.5432 | 6.2647 | 587.1569 | 268.6791 | HALIFAX | NOVA SCOTIA | 145.8988 | 0 | 0 | 145.8988 | 28.6135 | 0 | 0 | 28.6135 | 0 | 0.042563 | 0 | 0 | 0.71947 | 0.16911 | 0 | 0.20528 | 0.035196 | 0.25482 | 0 | 0 | 0.71947 | 0.0125 | 90.1489 | 0 | Electricity | 40 | 0.757 | [5 empty] | 0.183 | 0.247 | 2.2 | 2.2 | 5 | Halifax Dockyard | CAN | 112 | 3647 | 44.655 | -63.577 | 6 | 4000 | NS | CAN_NS_Halifax.Dockyard.713280_CWEC2016.epw | 0 | 0.071491 | 0.000164 | 26.13 | 0 | 435.9193 | 0.33705 | 0.00077318 | 123.19 | 0.1 | 2021-03-24 15:16:41 +0000 | eef80c06 | 0.2.11 | :adv_dx_units: NECB_Default :analysis_id: 6a87033d-ede6-4783-acf8-880bd0e50e61 :analysis_name: baseline-2021-03-24 :boiler_eff: NECB_Default :btap_batch_version: 1.0.002 :building_type: RetailStripmall :compute_environment: aws_batch :datapoint_id: 6dc42df9-d266-4157-a212-3a3bd69c7431 :daylighting_type: NECB_Default :dcv_type: NECB_Default :door_construction_cond: NECB_Default :ecm_system_name: NECB_Default :enable_costing: true :epw_file: CAN_NS_Halifax.Dockyard.713280_CWEC2016.epw :erv_package: NECB_Default :ext_floor_cond: NECB_Default :ext_roof_cond: NECB_Default :ext_wall_cond: NECB_Default :fdwr_set: NECB_Default :fixed_wind_solar_trans: NECB_Default :fixed_window_cond: NECB_Default :furnace_eff: NECB_Default :glass_door_cond: NECB_Default :glass_door_solar_trans: NECB_Default :ground_floor_cond: NECB_Default :ground_roof_cond: NECB_Default :ground_wall_cond: NECB_Default :lights_scale: NECB_Default :lights_type: NECB_Default :overhead_door_cond: NECB_Default :primary_heating_fuel: Electricity :pv_ground_azimuth_angle: NECB_Default :pv_ground_module_description: NECB_Default :pv_ground_tilt_angle: NECB_Default :pv_ground_total_area_pv_panels_m2: NECB_Default :pv_ground_type: NECB_Default :rotation_degrees: NECB_Default :run_annual_simulation: true :s3_bucket: '834599497928' :scale_x: NECB_Default :scale_y: NECB_Default :scale_z: NECB_Default :shw_eff: NECB_Default :skylight_cond: NECB_Default :skylight_solar_trans: NECB_Default :srr_set: NECB_Default :template: NECB2011 | 0 | TRUE | 1051.5539 |  | https://s3.console.aws.amazon.com/s3/buckets/834599497928?region=ca-central-1&prefix=sara.gilani/baseline-2021-03-24/6a87033d-ede6-4783-acf8-880bd0e50e61/output/6dc42df9-d266-4157-a212-3a3bd69c7431/ | 1.0.002 | 0 | 0 |  | 0 | 0 | tier_1 | 0
389 | 0 |  | NECB_Default | NECB_Default | NECB_Default | NECB_Default | NECB_Default | NECB_Default | NECB_Default | NECB_Default | RetailStandalone | NECB2011 | CAN_NS_Halifax.Dockyard.713280_CWEC2016.epw | NaturalGas | NECB_Default | NECB_Default | NECB_Default | NECB_Default | NECB_Default | NECB_Default | NECB_Default | NECB_Default | NECB_Default | NECB_Default | NECB_Default | NECB_Default | NECB_Default | NECB_Default | NECB_Default | NECB_Default | NECB_Default | NECB_Default | NECB_Default | NECB_Default | NECB_Default | NECB_Default | NECB_Default | NECB_Default | NECB_Default | NECB_Default | NECB_Default | aws_batch | 834599497928 | [5 empty] | baseline-2021-03-24 | 6a87033d-ede6-4783-acf8-880bd0e50e61 | TRUE | TRUE | 5f3521c9-1fea-4461-bffb-81e9be580d62 |  | 2293.99 | 3471.0086 | 40 | RetailStandalone |  |  | 5 | RetailStandalone | 1 |  | 1 | NECB2011 | 0.24821 | 13984.1807 | 185.6621 | 36.0386 | 99.8442 | 4.7307 | 513.3994 | 187.1237 | HALIFAX | NOVA SCOTIA | 88.7416 | 12.505 | 0 | 101.2466 | 17.4039 | 3.1564 | 0 | 20.5603 | 0 | 0.042598 | 0 | 0 | 0.43762 | 0.1384 | 0 | 0.23444 | 0.030964 | 0.22339 | 0.2513 | 0.0022755 | 0.68893 | 0.016861 | 50.0707 | 75.4971 | Natural Gas | 40 | 0.757 | [5 empty] | 0.183 | 0.247 | 2.2 | 2.2 | 5 | Halifax Dockyard | CAN | 112 | 3647 | 44.655 | -63.577 | 6 | 4000 | NS | CAN_NS_Halifax.Dockyard.713280_CWEC2016.epw | 0 | 0 | 0 | 0 | 38.68 | 68.4695 | 0.41833 | 0.0061097 | 152.9 | 0.1 | 2021-03-24 15:16:30 +0000 | eef80c06 | 0.2.11 | :adv_dx_units: NECB_Default :analysis_id: 6a87033d-ede6-4783-acf8-880bd0e50e61 :analysis_name: baseline-2021-03-24 :boiler_eff: NECB_Default :btap_batch_version: 1.0.002 :building_type: RetailStandalone :compute_environment: aws_batch :datapoint_id: 5f3521c9-1fea-4461-bffb-81e9be580d62 :daylighting_type: NECB_Default :dcv_type: NECB_Default :door_construction_cond: NECB_Default :ecm_system_name: NECB_Default :enable_costing: true :epw_file: CAN_NS_Halifax.Dockyard.713280_CWEC2016.epw :erv_package: NECB_Default :ext_floor_cond: NECB_Default :ext_roof_cond: NECB_Default :ext_wall_cond: NECB_Default :fdwr_set: NECB_Default :fixed_wind_solar_trans: NECB_Default :fixed_window_cond: NECB_Default :furnace_eff: NECB_Default :glass_door_cond: NECB_Default :glass_door_solar_trans: NECB_Default :ground_floor_cond: NECB_Default :ground_roof_cond: NECB_Default :ground_wall_cond: NECB_Default :lights_scale: NECB_Default :lights_type: NECB_Default :overhead_door_cond: NECB_Default :primary_heating_fuel: NaturalGas :pv_ground_azimuth_angle: NECB_Default :pv_ground_module_description: NECB_Default :pv_ground_tilt_angle: NECB_Default :pv_ground_total_area_pv_panels_m2: NECB_Default :pv_ground_type: NECB_Default :rotation_degrees: NECB_Default :run_annual_simulation: true :s3_bucket: '834599497928' :scale_x: NECB_Default :scale_y: NECB_Default :scale_z: NECB_Default :shw_eff: NECB_Default :skylight_cond: NECB_Default :skylight_solar_trans: NECB_Default :srr_set: NECB_Default :template: NECB2011 | 0 | TRUE | 1053.5836 |  | https://s3.console.aws.amazon.com/s3/buckets/834599497928?region=ca-central-1&prefix=sara.gilani/baseline-2021-03-24/6a87033d-ede6-4783-acf8-880bd0e50e61/output/5f3521c9-1fea-4461-bffb-81e9be580d62/ | 1.0.002 | 0 | 0 |  | 0 | 0 | tier_1 | 0
390 | 0 |  | NECB_Default | NECB_Default | NECB_Default | NECB_Default | NECB_Default | NECB_Default | NECB_Default | NECB_Default | RetailStandalone | NECB2017 | CAN_NS_Halifax.Dockyard.713280_CWEC2016.epw | NaturalGas | NECB_Default | NECB_Default | NECB_Default | NECB_Default | NECB_Default | NECB_Default | NECB_Default | NECB_Default | NECB_Default | NECB_Default | NECB_Default | NECB_Default | NECB_Default | NECB_Default | NECB_Default | NECB_Default | NECB_Default | NECB_Default | NECB_Default | NECB_Default | NECB_Default | NECB_Default | NECB_Default | NECB_Default | NECB_Default | NECB_Default | NECB_Default | aws_batch | 834599497928 | [5 empty] | baseline-2021-03-24 | 6a87033d-ede6-4783-acf8-880bd0e50e61 | TRUE | TRUE | 738108c4-bb02-4b74-9fcb-0f35bf85da49 |  | 2293.99 | 3471.0086 | 40 | RetailStandalone |  |  | 2 | RetailStandalone | 1 |  | 1 | NECB2017 | 0.24821 | 13984.1807 | 192.4044 | 33.6529 | 99.8442 | 4.7307 | 522.5188 | 191.8866 | HALIFAX | NOVA SCOTIA | 72.9023 | 9.0044 | 0 | 81.9067 | 14.2975 | 2.2728 | 0 | 16.5703 | 0 | 0.034303 | 0 | 0 | 0.35951 | 0.11212 | 0.0054795 | 0.16804 | 0.032271 | 0.17303 | 0.18096 | 0.0023017 | 0.54046 | 0.012916 | 41.0825 | 71.0224 | Natural Gas | 40 | 0.757 | [5 empty] | 0.156 | 0.247 | 1.9 | 1.9 | 2 | Halifax Dockyard | CAN | 112 | 3647 | 44.655 | -63.577 | 6 | 4000 | NS | CAN_NS_Halifax.Dockyard.713280_CWEC2016.epw | 0 | 0 | 0 | 0 | 29.63 | 68.4249 | 0.3214 | 0.0046971 | 117.47 | 0.1 | 2021-03-24 15:16:37 +0000 | eef80c06 | 0.2.11 | :adv_dx_units: NECB_Default :analysis_id: 6a87033d-ede6-4783-acf8-880bd0e50e61 :analysis_name: baseline-2021-03-24 :boiler_eff: NECB_Default :btap_batch_version: 1.0.002 :building_type: RetailStandalone :compute_environment: aws_batch :datapoint_id: 738108c4-bb02-4b74-9fcb-0f35bf85da49 :daylighting_type: NECB_Default :dcv_type: NECB_Default :door_construction_cond: NECB_Default :ecm_system_name: NECB_Default :enable_costing: true :epw_file: CAN_NS_Halifax.Dockyard.713280_CWEC2016.epw :erv_package: NECB_Default :ext_floor_cond: NECB_Default :ext_roof_cond: NECB_Default :ext_wall_cond: NECB_Default :fdwr_set: NECB_Default :fixed_wind_solar_trans: NECB_Default :fixed_window_cond: NECB_Default :furnace_eff: NECB_Default :glass_door_cond: NECB_Default :glass_door_solar_trans: NECB_Default :ground_floor_cond: NECB_Default :ground_roof_cond: NECB_Default :ground_wall_cond: NECB_Default :lights_scale: NECB_Default :lights_type: NECB_Default :overhead_door_cond: NECB_Default :primary_heating_fuel: NaturalGas :pv_ground_azimuth_angle: NECB_Default :pv_ground_module_description: NECB_Default :pv_ground_tilt_angle: NECB_Default :pv_ground_total_area_pv_panels_m2: NECB_Default :pv_ground_type: NECB_Default :rotation_degrees: NECB_Default :run_annual_simulation: true :s3_bucket: '834599497928' :scale_x: NECB_Default :scale_y: NECB_Default :scale_z: NECB_Default :shw_eff: NECB_Default :skylight_cond: NECB_Default :skylight_solar_trans: NECB_Default :srr_set: NECB_Default :template: NECB2017 | 0 | TRUE | 1052.21 |  | https://s3.console.aws.amazon.com/s3/buckets/834599497928?region=ca-central-1&prefix=sara.gilani/baseline-2021-03-24/6a87033d-ede6-4783-acf8-880bd0e50e61/output/738108c4-bb02-4b74-9fcb-0f35bf85da49/ | 1.0.002 | 0 | 0 |  | 0 | 0 | tier_1 | 0
391 | 0 |  | NECB_Default | NECB_Default | NECB_Default | NECB_Default | NECB_Default | NECB_Default | NECB_Default | NECB_Default | RetailStripmall | NECB2011 | CAN_NS_Halifax.Dockyard.713280_CWEC2016.epw | NaturalGas | NECB_Default | NECB_Default | NECB_Default | NECB_Default | NECB_Default | NECB_Default | NECB_Default | NECB_Default | NECB_Default | NECB_Default | NECB_Default | NECB_Default | NECB_Default | NECB_Default | NECB_Default | NECB_Default | NECB_Default | NECB_Default | NECB_Default | NECB_Default | NECB_Default | NECB_Default | NECB_Default | NECB_Default | NECB_Default | NECB_Default | NECB_Default | aws_batch | 834599497928 | [5 empty] | baseline-2021-03-24 | 6a87033d-ede6-4783-acf8-880bd0e50e61 | TRUE | TRUE | 46bea6c8-ae82-4d92-9a3a-b81ba1f2d831 |  | 2090.32 | 3274.4664 | 40 | RetailStripmall |  |  | 5 | RetailStripmall | 1 |  | 1 | NECB2011 | 0.30241 | 10827.8493 | 192.0031 | 38.2538 | 108.5432 | 5.8434 | 582.2292 | 237.5857 | HALIFAX | NOVA SCOTIA | 102.3735 | 14.3559 | 0 | 116.7295 | 20.0774 | 3.6236 | 0 | 23.7009 | 0 | 0.043204 | 0 | 0 | 0.50484 | 0.1698 | 0 | 0.27354 | 0.035196 | 0.25482 | 0.2885 | 0.0018179 | 0.79333 | 0.014959 | 57.5894 | 90.8762 | Natural Gas | 40 | 0.757 | [5 empty] | 0.183 | 0.247 | 2.2 | 2.2 | 5 | Halifax Dockyard | CAN | 112 | 3647 | 44.655 | -63.577 | 6 | 4000 | NS | CAN_NS_Halifax.Dockyard.713280_CWEC2016.epw | 0 | 0 | 0 | 0 | 31.27 | 435.9193 | 0.33705 | 0.00077318 | 123.19 | 0.1 | 2021-03-24 15:16:36 +0000 | eef80c06 | 0.2.11 | :adv_dx_units: NECB_Default :analysis_id: 6a87033d-ede6-4783-acf8-880bd0e50e61 :analysis_name: baseline-2021-03-24 :boiler_eff: NECB_Default :btap_batch_version: 1.0.002 :building_type: RetailStripmall :compute_environment: aws_batch :datapoint_id: 46bea6c8-ae82-4d92-9a3a-b81ba1f2d831 :daylighting_type: NECB_Default :dcv_type: NECB_Default :door_construction_cond: NECB_Default :ecm_system_name: NECB_Default :enable_costing: true :epw_file: CAN_NS_Halifax.Dockyard.713280_CWEC2016.epw :erv_package: NECB_Default :ext_floor_cond: NECB_Default :ext_roof_cond: NECB_Default :ext_wall_cond: NECB_Default :fdwr_set: NECB_Default :fixed_wind_solar_trans: NECB_Default :fixed_window_cond: NECB_Default :furnace_eff: NECB_Default :glass_door_cond: NECB_Default :glass_door_solar_trans: NECB_Default :ground_floor_cond: NECB_Default :ground_roof_cond: NECB_Default :ground_wall_cond: NECB_Default :lights_scale: NECB_Default :lights_type: NECB_Default :overhead_door_cond: NECB_Default :primary_heating_fuel: NaturalGas :pv_ground_azimuth_angle: NECB_Default :pv_ground_module_description: NECB_Default :pv_ground_tilt_angle: NECB_Default :pv_ground_total_area_pv_panels_m2: NECB_Default :pv_ground_type: NECB_Default :rotation_degrees: NECB_Default :run_annual_simulation: true :s3_bucket: '834599497928' :scale_x: NECB_Default :scale_y: NECB_Default :scale_z: NECB_Default :shw_eff: NECB_Default :skylight_cond: NECB_Default :skylight_solar_trans: NECB_Default :srr_set: NECB_Default :template: NECB2011 | 0 | TRUE | 1051.8275 |  | https://s3.console.aws.amazon.com/s3/buckets/834599497928?region=ca-central-1&prefix=sara.gilani/baseline-2021-03-24/6a87033d-ede6-4783-acf8-880bd0e50e61/output/46bea6c8-ae82-4d92-9a3a-b81ba1f2d831/ | 1.0.002 | 0 | 0 |  | 0 | 0 | tier_1 | 0
392 | 0 |  | NECB_Default | NECB_Default | NECB_Default | NECB_Default | NECB_Default | NECB_Default | NECB_Default | NECB_Default | RetailStripmall | NECB2017 | CAN_NS_Halifax.Dockyard.713280_CWEC2016.epw | NaturalGas | NECB_Default | NECB_Default | NECB_Default | NECB_Default | NECB_Default | NECB_Default | NECB_Default | NECB_Default | NECB_Default | NECB_Default | NECB_Default | NECB_Default | NECB_Default | NECB_Default | NECB_Default | NECB_Default | NECB_Default | NECB_Default | NECB_Default | NECB_Default | NECB_Default | NECB_Default | NECB_Default | NECB_Default | NECB_Default | NECB_Default | NECB_Default | aws_batch | 834599497928 | [5 empty] | baseline-2021-03-24 | 6a87033d-ede6-4783-acf8-880bd0e50e61 | TRUE | TRUE | d1736753-5f5d-4924-9061-93a290d627b5 |  | 2090.32 | 3274.4664 | 40 | RetailStripmall |  |  | 2 | RetailStripmall | 1 |  | 1 | NECB2017 | 0.30241 | 10827.8493 | 198.7843 | 36.1234 | 108.5432 | 5.8434 | 558.659 | 209.3647 | HALIFAX | NOVA SCOTIA | 81.9011 | 10.8763 | 0 | 92.7775 | 16.0623 | 2.7453 | 0 | 18.8076 | 0 | 0.034334 | 0 | 0 | 0.40388 | 0.13657 | 0.0056068 | 0.20298 | 0.036162 | 0.18943 | 0.21857 | 0.0017748 | 0.62245 | 0.015591 | 46.2723 | 80.1064 | Natural Gas | 40 | 0.757 | [5 empty] | 0.156 | 0.247 | 1.9 | 1.9 | 2 | Halifax Dockyard | CAN | 112 | 3647 | 44.655 | -63.577 | 6 | 4000 | NS | CAN_NS_Halifax.Dockyard.713280_CWEC2016.epw | 0 | 0 | 0 | 0 | 32.59 | 435.6285 | 0.35319 | 0.00081075 | 129.09 | 0.1 | 2021-03-24 15:16:44 +0000 | eef80c06 | 0.2.11 | :adv_dx_units: NECB_Default :analysis_id: 6a87033d-ede6-4783-acf8-880bd0e50e61 :analysis_name: baseline-2021-03-24 :boiler_eff: NECB_Default :btap_batch_version: 1.0.002 :building_type: RetailStripmall :compute_environment: aws_batch :datapoint_id: d1736753-5f5d-4924-9061-93a290d627b5 :daylighting_type: NECB_Default :dcv_type: NECB_Default :door_construction_cond: NECB_Default :ecm_system_name: NECB_Default :enable_costing: true :epw_file: CAN_NS_Halifax.Dockyard.713280_CWEC2016.epw :erv_package: NECB_Default :ext_floor_cond: NECB_Default :ext_roof_cond: NECB_Default :ext_wall_cond: NECB_Default :fdwr_set: NECB_Default :fixed_wind_solar_trans: NECB_Default :fixed_window_cond: NECB_Default :furnace_eff: NECB_Default :glass_door_cond: NECB_Default :glass_door_solar_trans: NECB_Default :ground_floor_cond: NECB_Default :ground_roof_cond: NECB_Default :ground_wall_cond: NECB_Default :lights_scale: NECB_Default :lights_type: NECB_Default :overhead_door_cond: NECB_Default :primary_heating_fuel: NaturalGas :pv_ground_azimuth_angle: NECB_Default :pv_ground_module_description: NECB_Default :pv_ground_tilt_angle: NECB_Default :pv_ground_total_area_pv_panels_m2: NECB_Default :pv_ground_type: NECB_Default :rotation_degrees: NECB_Default :run_annual_simulation: true :s3_bucket: '834599497928' :scale_x: NECB_Default :scale_y: NECB_Default :scale_z: NECB_Default :shw_eff: NECB_Default :skylight_cond: NECB_Default :skylight_solar_trans: NECB_Default :srr_set: NECB_Default :template: NECB2017 | 0 | TRUE | 1050.2984 |  | https://s3.console.aws.amazon.com/s3/buckets/834599497928?region=ca-central-1&prefix=sara.gilani/baseline-2021-03-24/6a87033d-ede6-4783-acf8-880bd0e50e61/output/d1736753-5f5d-4924-9061-93a290d627b5/ | 1.0.002 | 0 | 0 |  | 0 | 0 | tier_1 | 0
393 | 0 |  | NECB_Default | NECB_Default | NECB_Default | NECB_Default | NECB_Default | NECB_Default | NECB_Default | NECB_Default | RetailStandalone | NECB2017 | CAN_QC_Montreal-Trudeau.Intl.AP.716270_CWEC2016.epw | Electricity | NECB_Default | NECB_Default | NECB_Default | NECB_Default | NECB_Default | NECB_Default | NECB_Default | NECB_Default | NECB_Default | NECB_Default | NECB_Default | NECB_Default | NECB_Default | NECB_Default | NECB_Default | NECB_Default | NECB_Default | NECB_Default | NECB_Default | NECB_Default | NECB_Default | NECB_Default | NECB_Default | NECB_Default | NECB_Default | NECB_Default | NECB_Default | aws_batch | 834599497928 | [5 empty] | baseline-2021-03-24 | 6a87033d-ede6-4783-acf8-880bd0e50e61 | TRUE | TRUE | b5a67495-8a64-47d5-91ec-c23d62ebfef6 |  | 2293.99 | 3471.0086 | 37.3 | RetailStandalone |  |  | 2 | RetailStandalone | 1 |  | 1 | NECB2017 | 0.24821 | 13984.1807 | 222.2177 | 12.5174 | 103.6828 | 5.5923 | 567.0244 | 223.0141 | MONTREAL | QUEBEC | 0.21811 | 0 | 0 | 0.21811 | 13.8911 | 0 | 0 | 13.8911 | 0 | 0.066796 | 0 | 0 | 0.56126 | 0.10436 | 0.0089233 | 0.16494 | 0.032271 | 0.17303 | 0 | 0 | 0.56126 | 0.010929 | 91.7429 | 0 | Electricity | 37.3 | 0.757 | [5 empty] | 0.156 | 0.247 | 1.9 | 1.9 | 2 | Montreal-Trudeau Intl AP | CAN | 323 | 4090 | 45.471 | -73.741 | 6 | 4400 | QC | CAN_QC_Montreal-Trudeau.Intl.AP.716270_CWEC2016.epw | 0 | 0.068591 | 0.0010024 | 25.07 | 0 | 68.4249 | 0.3214 | 0.0046971 | 117.47 | 0.1 | 2021-03-24 15:16:34 +0000 | eef80c06 | 0.2.11 | :adv_dx_units: NECB_Default :analysis_id: 6a87033d-ede6-4783-acf8-880bd0e50e61 :analysis_name: baseline-2021-03-24 :boiler_eff: NECB_Default :btap_batch_version: 1.0.002 :building_type: RetailStandalone :compute_environment: aws_batch :datapoint_id: b5a67495-8a64-47d5-91ec-c23d62ebfef6 :daylighting_type: NECB_Default :dcv_type: NECB_Default :door_construction_cond: NECB_Default :ecm_system_name: NECB_Default :enable_costing: true :epw_file: CAN_QC_Montreal-Trudeau.Intl.AP.716270_CWEC2016.epw :erv_package: NECB_Default :ext_floor_cond: NECB_Default :ext_roof_cond: NECB_Default :ext_wall_cond: NECB_Default :fdwr_set: NECB_Default :fixed_wind_solar_trans: NECB_Default :fixed_window_cond: NECB_Default :furnace_eff: NECB_Default :glass_door_cond: NECB_Default :glass_door_solar_trans: NECB_Default :ground_floor_cond: NECB_Default :ground_roof_cond: NECB_Default :ground_wall_cond: NECB_Default :lights_scale: NECB_Default :lights_type: NECB_Default :overhead_door_cond: NECB_Default :primary_heating_fuel: Electricity :pv_ground_azimuth_angle: NECB_Default :pv_ground_module_description: NECB_Default :pv_ground_tilt_angle: NECB_Default :pv_ground_total_area_pv_panels_m2: NECB_Default :pv_ground_type: NECB_Default :rotation_degrees: NECB_Default :run_annual_simulation: true :s3_bucket: '834599497928' :scale_x: NECB_Default :scale_y: NECB_Default :scale_z: NECB_Default :shw_eff: NECB_Default :skylight_cond: NECB_Default :skylight_solar_trans: NECB_Default :srr_set: NECB_Default :template: NECB2017 | 0 | TRUE | 1052.4712 |  | https://s3.console.aws.amazon.com/s3/buckets/834599497928?region=ca-central-1&prefix=sara.gilani/baseline-2021-03-24/6a87033d-ede6-4783-acf8-880bd0e50e61/output/b5a67495-8a64-47d5-91ec-c23d62ebfef6/ | 1.0.002 | 0 | 0 |  | 0 | 0 | tier_1 | 0
394 | 0 |  | NECB_Default | NECB_Default | NECB_Default | NECB_Default | NECB_Default | NECB_Default | NECB_Default | NECB_Default | RetailStripmall | NECB2011 | CAN_ON_Toronto.Pearson.Intl.AP.716240_CWEC2016.epw | Electricity | NECB_Default | NECB_Default | NECB_Default | NECB_Default | NECB_Default | NECB_Default | NECB_Default | NECB_Default | NECB_Default | NECB_Default | NECB_Default | NECB_Default | NECB_Default | NECB_Default | NECB_Default | NECB_Default | NECB_Default | NECB_Default | NECB_Default | NECB_Default | NECB_Default | NECB_Default | NECB_Default | NECB_Default | NECB_Default | NECB_Default | NECB_Default | aws_batch | 834599497928 | [5 empty] | baseline-2021-03-24 | 6a87033d-ede6-4783-acf8-880bd0e50e61 | TRUE | TRUE | 3c462b56-2a56-4ae7-993a-31108168bb0b |  | 2090.32 | 3274.4664 | 40 | RetailStripmall |  |  | 5 | RetailStripmall | 1 |  | 1 | NECB2011 | 0.30241 | 10827.8493 | 234.0248 | 15.0486 | 122.6118 | 6.4968 | 665.6393 | 287.4573 | TORONTO | ONTARIO | 4.4346 | 0 | 0 | 4.4346 | 35.53 | 0 | 0 | 35.53 | 0 | 0.086991 | 0 | 0 | 0.79842 | 0.16687 | 0 | 0.24225 | 0.035196 | 0.25482 | 0 | 0 | 0.79842 | 0.01229 | 115.8628 | 0 | Electricity | 40 | 0.757 | [5 empty] | 0.183 | 0.278 | 2.2 | 2.2 | 5 | Toronto Pearson Intl AP | CAN | 382 | 3615 | 43.677 | -79.631 | 5 | 3890 | ON | CAN_ON_Toronto.Pearson.Intl.AP.716240_CWEC2016.epw | 0 | 0.070287 | 0.00016124 | 25.69 | 0 | 435.9193 | 0.33705 | 0.00077318 | 123.19 | 0.1 | 2021-03-24 15:16:32 +0000 | eef80c06 | 0.2.11 | :adv_dx_units: NECB_Default :analysis_id: 6a87033d-ede6-4783-acf8-880bd0e50e61 :analysis_name: baseline-2021-03-24 :boiler_eff: NECB_Default :btap_batch_version: 1.0.002 :building_type: RetailStripmall :compute_environment: aws_batch :datapoint_id: 3c462b56-2a56-4ae7-993a-31108168bb0b :daylighting_type: NECB_Default :dcv_type: NECB_Default :door_construction_cond: NECB_Default :ecm_system_name: NECB_Default :enable_costing: true :epw_file: CAN_ON_Toronto.Pearson.Intl.AP.716240_CWEC2016.epw :erv_package: NECB_Default :ext_floor_cond: NECB_Default :ext_roof_cond: NECB_Default :ext_wall_cond: NECB_Default :fdwr_set: NECB_Default :fixed_wind_solar_trans: NECB_Default :fixed_window_cond: NECB_Default :furnace_eff: NECB_Default :glass_door_cond: NECB_Default :glass_door_solar_trans: NECB_Default :ground_floor_cond: NECB_Default :ground_roof_cond: NECB_Default :ground_wall_cond: NECB_Default :lights_scale: NECB_Default :lights_type: NECB_Default :overhead_door_cond: NECB_Default :primary_heating_fuel: Electricity :pv_ground_azimuth_angle: NECB_Default :pv_ground_module_description: NECB_Default :pv_ground_tilt_angle: NECB_Default :pv_ground_total_area_pv_panels_m2: NECB_Default :pv_ground_type: NECB_Default :rotation_degrees: NECB_Default :run_annual_simulation: true :s3_bucket: '834599497928' :scale_x: NECB_Default :scale_y: NECB_Default :scale_z: NECB_Default :shw_eff: NECB_Default :skylight_cond: NECB_Default :skylight_solar_trans: NECB_Default :srr_set: NECB_Default :template: NECB2011 | 0 | TRUE | 1051.4187 |  | https://s3.console.aws.amazon.com/s3/buckets/834599497928?region=ca-central-1&prefix=sara.gilani/baseline-2021-03-24/6a87033d-ede6-4783-acf8-880bd0e50e61/output/3c462b56-2a56-4ae7-993a-31108168bb0b/ | 1.0.002 | 0 | 0 |  | 0 | 0 | tier_1 | 0
395 | 0 |  | NECB_Default | NECB_Default | NECB_Default | NECB_Default | NECB_Default | NECB_Default | NECB_Default | NECB_Default | RetailStandalone | NECB2017 | CAN_ON_Toronto.Pearson.Intl.AP.716240_CWEC2016.epw | NaturalGas | NECB_Default | NECB_Default | NECB_Default | NECB_Default | NECB_Default | NECB_Default | NECB_Default | NECB_Default | NECB_Default | NECB_Default | NECB_Default | NECB_Default | NECB_Default | NECB_Default | NECB_Default | NECB_Default | NECB_Default | NECB_Default | NECB_Default | NECB_Default | NECB_Default | NECB_Default | NECB_Default | NECB_Default | NECB_Default | NECB_Default | NECB_Default | aws_batch | 834599497928 | [5 empty] | baseline-2021-03-24 | 6a87033d-ede6-4783-acf8-880bd0e50e61 | TRUE | TRUE | 8e59f5bd-d5f0-47fe-b760-867d68b0d752 |  | 2293.99 | 3471.0086 | 40 | RetailStandalone |  |  | 2 | RetailStandalone | 1 |  | 1 | NECB2017 | 0.24821 | 13984.1807 | 235.1701 | 39.5177 | 112.7512 | 5.047 | 599.015 | 206.529 | TORONTO | ONTARIO | 2.1778 | 9.9754 | 0 | 12.1532 | 17.4482 | 1.7602 | 0 | 19.2084 | 0 | 0.066195 | 0 | 0 | 0.3921 | 0.11116 | 0.0069791 | 0.18916 | 0.032271 | 0.17303 | 0.20185 | 0.0024542 | 0.59395 | 0.012698 | 49.1453 | 80.5283 | Natural Gas | 40 | 0.757 | [5 empty] | 0.156 | 0.278 | 1.9 | 1.9 | 2 | Toronto Pearson Intl AP | CAN | 382 | 3615 | 43.677 | -79.631 | 5 | 3890 | ON | CAN_ON_Toronto.Pearson.Intl.AP.716240_CWEC2016.epw | 0 | 0 | 0 | 0 | 29.13 | 68.4249 | 0.3214 | 0.0046971 | 117.47 | 0.1 | 2021-03-24 15:16:42 +0000 | eef80c06 | 0.2.11 | :adv_dx_units: NECB_Default :analysis_id: 6a87033d-ede6-4783-acf8-880bd0e50e61 :analysis_name: baseline-2021-03-24 :boiler_eff: NECB_Default :btap_batch_version: 1.0.002 :building_type: RetailStandalone :compute_environment: aws_batch :datapoint_id: 8e59f5bd-d5f0-47fe-b760-867d68b0d752 :daylighting_type: NECB_Default :dcv_type: NECB_Default :door_construction_cond: NECB_Default :ecm_system_name: NECB_Default :enable_costing: true :epw_file: CAN_ON_Toronto.Pearson.Intl.AP.716240_CWEC2016.epw :erv_package: NECB_Default :ext_floor_cond: NECB_Default :ext_roof_cond: NECB_Default :ext_wall_cond: NECB_Default :fdwr_set: NECB_Default :fixed_wind_solar_trans: NECB_Default :fixed_window_cond: NECB_Default :furnace_eff: NECB_Default :glass_door_cond: NECB_Default :glass_door_solar_trans: NECB_Default :ground_floor_cond: NECB_Default :ground_roof_cond: NECB_Default :ground_wall_cond: NECB_Default :lights_scale: NECB_Default :lights_type: NECB_Default :overhead_door_cond: NECB_Default :primary_heating_fuel: NaturalGas :pv_ground_azimuth_angle: NECB_Default :pv_ground_module_description: NECB_Default :pv_ground_tilt_angle: NECB_Default :pv_ground_total_area_pv_panels_m2: NECB_Default :pv_ground_type: NECB_Default :rotation_degrees: NECB_Default :run_annual_simulation: true :s3_bucket: '834599497928' :scale_x: NECB_Default :scale_y: NECB_Default :scale_z: NECB_Default :shw_eff: NECB_Default :skylight_cond: NECB_Default :skylight_solar_trans: NECB_Default :srr_set: NECB_Default :template: NECB2017 | 0 | TRUE | 1052.3082 |  | https://s3.console.aws.amazon.com/s3/buckets/834599497928?region=ca-central-1&prefix=sara.gilani/baseline-2021-03-24/6a87033d-ede6-4783-acf8-880bd0e50e61/output/8e59f5bd-d5f0-47fe-b760-867d68b0d752/ | 1.0.002 | 0 | 0 |  | 0 | 0 | tier_1 | 0
396 | 0 |  | NECB_Default | NECB_Default | NECB_Default | NECB_Default | NECB_Default | NECB_Default | NECB_Default | NECB_Default | RetailStripmall | NECB2015 | CAN_QC_Montreal-Trudeau.Intl.AP.716270_CWEC2016.epw | Electricity | NECB_Default | NECB_Default | NECB_Default | NECB_Default | NECB_Default | NECB_Default | NECB_Default | NECB_Default | NECB_Default | NECB_Default | NECB_Default | NECB_Default | NECB_Default | NECB_Default | NECB_Default | NECB_Default | NECB_Default | NECB_Default | NECB_Default | NECB_Default | NECB_Default | NECB_Default | NECB_Default | NECB_Default | NECB_Default | NECB_Default | NECB_Default | aws_batch | 834599497928 | [5 empty] | baseline-2021-03-24 | 6a87033d-ede6-4783-acf8-880bd0e50e61 | TRUE | TRUE | fcaa1da1-a619-443a-9265-be1d6f2ab0a4 |  | 2090.32 | 3274.4664 | 37.3 | RetailStripmall |  |  | 5 | RetailStripmall | 1 |  | 1 | NECB2015 | 0.30241 | 10827.8493 | 222.6044 | 15.1468 | 112.7258 | 6.4062 | 617.5099 | 260.6266 | MONTREAL | QUEBEC | 0.31571 | 0 | 0 | 0.31571 | 20.1071 | 0 | 0 | 20.1071 | 0 | 0.076519 | 0 | 0 | 0.81241 | 0.15684 | 0 | 0.30555 | 0.036162 | 0.22421 | 0 | 0 | 0.81241 | 0.013122 | 121.1721 | 0 | Electricity | 37.3 | 0.757 | [5 empty] | 0.183 | 0.247 | 2.2 | 2.2 | 5 | Montreal-Trudeau Intl AP | CAN | 323 | 4090 | 45.471 | -73.741 | 6 | 4400 | QC | CAN_QC_Montreal-Trudeau.Intl.AP.716270_CWEC2016.epw | 0 | 0.075048 | 0.00017227 | 27.43 | 0 | 435.6285 | 0.35319 | 0.00081075 | 129.09 | 0.1 | 2021-03-24 15:16:31 +0000 | eef80c06 | 0.2.11 | :adv_dx_units: NECB_Default :analysis_id: 6a87033d-ede6-4783-acf8-880bd0e50e61 :analysis_name: baseline-2021-03-24 :boiler_eff: NECB_Default :btap_batch_version: 1.0.002 :building_type: RetailStripmall :compute_environment: aws_batch :datapoint_id: fcaa1da1-a619-443a-9265-be1d6f2ab0a4 :daylighting_type: NECB_Default :dcv_type: NECB_Default :door_construction_cond: NECB_Default :ecm_system_name: NECB_Default :enable_costing: true :epw_file: CAN_QC_Montreal-Trudeau.Intl.AP.716270_CWEC2016.epw :erv_package: NECB_Default :ext_floor_cond: NECB_Default :ext_roof_cond: NECB_Default :ext_wall_cond: NECB_Default :fdwr_set: NECB_Default :fixed_wind_solar_trans: NECB_Default :fixed_window_cond: NECB_Default :furnace_eff: NECB_Default :glass_door_cond: NECB_Default :glass_door_solar_trans: NECB_Default :ground_floor_cond: NECB_Default :ground_roof_cond: NECB_Default :ground_wall_cond: NECB_Default :lights_scale: NECB_Default :lights_type: NECB_Default :overhead_door_cond: NECB_Default :primary_heating_fuel: Electricity :pv_ground_azimuth_angle: NECB_Default :pv_ground_module_description: NECB_Default :pv_ground_tilt_angle: NECB_Default :pv_ground_total_area_pv_panels_m2: NECB_Default :pv_ground_type: NECB_Default :rotation_degrees: NECB_Default :run_annual_simulation: true :s3_bucket: '834599497928' :scale_x: NECB_Default :scale_y: NECB_Default :scale_z: NECB_Default :shw_eff: NECB_Default :skylight_cond: NECB_Default :skylight_solar_trans: NECB_Default :srr_set: NECB_Default :template: NECB2015 | 0 | TRUE | 1051.2977 |  | https://s3.console.aws.amazon.com/s3/buckets/834599497928?region=ca-central-1&prefix=sara.gilani/baseline-2021-03-24/6a87033d-ede6-4783-acf8-880bd0e50e61/output/fcaa1da1-a619-443a-9265-be1d6f2ab0a4/ | 1.0.002 | 0 | 0 |  | 0 | 0 | tier_1 | 0
397 | 0 |  | NECB_Default | NECB_Default | NECB_Default | NECB_Default | NECB_Default | NECB_Default | NECB_Default | NECB_Default | Warehouse | NECB2015 | CAN_AB_Calgary.Intl.AP.718770_CWEC2016.epw | NaturalGas | NECB_Default | NECB_Default | NECB_Default | NECB_Default | NECB_Default | NECB_Default | NECB_Default | NECB_Default | NECB_Default | NECB_Default | NECB_Default | NECB_Default | NECB_Default | NECB_Default | NECB_Default | NECB_Default | NECB_Default | NECB_Default | NECB_Default | NECB_Default | NECB_Default | NECB_Default | NECB_Default | NECB_Default | NECB_Default | NECB_Default | NECB_Default | aws_batch | 834599497928 | [5 empty] | baseline-2021-03-24 | 6a87033d-ede6-4783-acf8-880bd0e50e61 | TRUE | TRUE | 2418515e-ae33-40a2-a264-bf2c8dcf7e6c |  | 4835.13 | 7095.2421 | 33.3 | Warehouse |  |  | 5 | Warehouse | 1 |  | 1 | NECB2015 | 0.18734 | 37873.9042 | 209.1156 | 29.9888 | 64.7166 | 3.0571 | 455.8872 | 149.0091 | CALGARY | ALBERTA | 48.9752 | 12.9357 | 0 | 61.9109 | 4.6418 | 0.92285 | 0 | 5.5647 | 0 | 0.029077 | 0 | 0 | 0.22316 | 0.095224 | 0 | 0.24315 | 0.017578 | 0.078074 | 0.25635 | 0.0032119 | 0.47951 | 0.013199 | 40.7324 | 95.5784 | Natural Gas | 33.3 | 0.757 | [5 empty] | 0.162 | 0.21 | 2.2 | 2.2 | 5 | Calgary Intl AP | CAN | 64 | 4781 | 51.114 | -114.02 | 7a | 5000 | AB | CAN_AB_Calgary.Intl.AP.718770_CWEC2016.epw | 0 | 0 | 0 | 0 | 63.82 | 71.7905 | 0.64331 | 0.0089609 | 235.13 | 0.1 | 2021-03-24 15:16:15 +0000 | eef80c06 | 0.2.11 | :adv_dx_units: NECB_Default :analysis_id: 6a87033d-ede6-4783-acf8-880bd0e50e61 :analysis_name: baseline-2021-03-24 :boiler_eff: NECB_Default :btap_batch_version: 1.0.002 :building_type: Warehouse :compute_environment: aws_batch :datapoint_id: 2418515e-ae33-40a2-a264-bf2c8dcf7e6c :daylighting_type: NECB_Default :dcv_type: NECB_Default :door_construction_cond: NECB_Default :ecm_system_name: NECB_Default :enable_costing: true :epw_file: CAN_AB_Calgary.Intl.AP.718770_CWEC2016.epw :erv_package: NECB_Default :ext_floor_cond: NECB_Default :ext_roof_cond: NECB_Default :ext_wall_cond: NECB_Default :fdwr_set: NECB_Default :fixed_wind_solar_trans: NECB_Default :fixed_window_cond: NECB_Default :furnace_eff: NECB_Default :glass_door_cond: NECB_Default :glass_door_solar_trans: NECB_Default :ground_floor_cond: NECB_Default :ground_roof_cond: NECB_Default :ground_wall_cond: NECB_Default :lights_scale: NECB_Default :lights_type: NECB_Default :overhead_door_cond: NECB_Default :primary_heating_fuel: NaturalGas :pv_ground_azimuth_angle: NECB_Default :pv_ground_module_description: NECB_Default :pv_ground_tilt_angle: NECB_Default :pv_ground_total_area_pv_panels_m2: NECB_Default :pv_ground_type: NECB_Default :rotation_degrees: NECB_Default :run_annual_simulation: true :s3_bucket: '834599497928' :scale_x: NECB_Default :scale_y: NECB_Default :scale_z: NECB_Default :shw_eff: NECB_Default :skylight_cond: NECB_Default :skylight_solar_trans: NECB_Default :srr_set: NECB_Default :template: NECB2015 | 0 | TRUE | 1054.9847 |  | https://s3.console.aws.amazon.com/s3/buckets/834599497928?region=ca-central-1&prefix=sara.gilani/baseline-2021-03-24/6a87033d-ede6-4783-acf8-880bd0e50e61/output/2418515e-ae33-40a2-a264-bf2c8dcf7e6c/ | 1.0.002 | 0 | 0 |  | 0 | 0 | tier_1 | 0
398 | 0 |  | NECB_Default | NECB_Default | NECB_Default | NECB_Default | NECB_Default | NECB_Default | NECB_Default | NECB_Default | RetailStripmall | NECB2017 | CAN_ON_Toronto.Pearson.Intl.AP.716240_CWEC2016.epw | NaturalGas | NECB_Default | NECB_Default | NECB_Default | NECB_Default | NECB_Default | NECB_Default | NECB_Default | NECB_Default | NECB_Default | NECB_Default | NECB_Default | NECB_Default | NECB_Default | NECB_Default | NECB_Default | NECB_Default | NECB_Default | NECB_Default | NECB_Default | NECB_Default | NECB_Default | NECB_Default | NECB_Default | NECB_Default | NECB_Default | NECB_Default | NECB_Default | aws_batch | 834599497928 | [5 empty] | baseline-2021-03-24 | 6a87033d-ede6-4783-acf8-880bd0e50e61 | TRUE | TRUE | cd3afd55-8b01-4fc1-a1f1-47c98f3522ba |  | 2090.32 | 3274.4664 | 40 | RetailStripmall |  |  | 2 | RetailStripmall | 1 |  | 1 | NECB2017 | 0.30241 | 10827.8493 | 241.536 | 43.2041 | 122.6118 | 6.2854 | 641.9411 | 228.3038 | TORONTO | ONTARIO | 2.4398 | 12.4302 | 0 | 14.87 | 19.5476 | 2.1933 | 0 | 21.7409 | 0 | 0.070554 | 0 | 0 | 0.43927 | 0.13355 | 0.0075347 | 0.23619 | 0.036162 | 0.18943 | 0.25153 | 0.0020427 | 0.6908 | 0.015333 | 54.8894 | 102.7937 | Natural Gas | 40 | 0.757 | [5 empty] | 0.156 | 0.278 | 1.9 | 1.9 | 2 | Toronto Pearson Intl AP | CAN | 382 | 3615 | 43.677 | -79.631 | 5 | 3890 | ON | CAN_ON_Toronto.Pearson.Intl.AP.716240_CWEC2016.epw | 0 | 0 | 0 | 0 | 32.05 | 435.6285 | 0.35319 | 0.00081075 | 129.09 | 0.1 | 2021-03-24 15:16:46 +0000 | eef80c06 | 0.2.11 | :adv_dx_units: NECB_Default :analysis_id: 6a87033d-ede6-4783-acf8-880bd0e50e61 :analysis_name: baseline-2021-03-24 :boiler_eff: NECB_Default :btap_batch_version: 1.0.002 :building_type: RetailStripmall :compute_environment: aws_batch :datapoint_id: cd3afd55-8b01-4fc1-a1f1-47c98f3522ba :daylighting_type: NECB_Default :dcv_type: NECB_Default :door_construction_cond: NECB_Default :ecm_system_name: NECB_Default :enable_costing: true :epw_file: CAN_ON_Toronto.Pearson.Intl.AP.716240_CWEC2016.epw :erv_package: NECB_Default :ext_floor_cond: NECB_Default :ext_roof_cond: NECB_Default :ext_wall_cond: NECB_Default :fdwr_set: NECB_Default :fixed_wind_solar_trans: NECB_Default :fixed_window_cond: NECB_Default :furnace_eff: NECB_Default :glass_door_cond: NECB_Default :glass_door_solar_trans: NECB_Default :ground_floor_cond: NECB_Default :ground_roof_cond: NECB_Default :ground_wall_cond: NECB_Default :lights_scale: NECB_Default :lights_type: NECB_Default :overhead_door_cond: NECB_Default :primary_heating_fuel: NaturalGas :pv_ground_azimuth_angle: NECB_Default :pv_ground_module_description: NECB_Default :pv_ground_tilt_angle: NECB_Default :pv_ground_total_area_pv_panels_m2: NECB_Default :pv_ground_type: NECB_Default :rotation_degrees: NECB_Default :run_annual_simulation: true :s3_bucket: '834599497928' :scale_x: NECB_Default :scale_y: NECB_Default :scale_z: NECB_Default :shw_eff: NECB_Default :skylight_cond: NECB_Default :skylight_solar_trans: NECB_Default :srr_set: NECB_Default :template: NECB2017 | 0 | TRUE | 1050.3005 |  | https://s3.console.aws.amazon.com/s3/buckets/834599497928?region=ca-central-1&prefix=sara.gilani/baseline-2021-03-24/6a87033d-ede6-4783-acf8-880bd0e50e61/output/cd3afd55-8b01-4fc1-a1f1-47c98f3522ba/ | 1.0.002 | 0 | 0 |  | 0 | 0 | tier_1 | 0
399 | 0 |  | NECB_Default | NECB_Default | NECB_Default | NECB_Default | NECB_Default | NECB_Default | NECB_Default | NECB_Default | RetailStripmall | NECB2015 | CAN_NS_Halifax.Dockyard.713280_CWEC2016.epw | NaturalGas | NECB_Default | NECB_Default | NECB_Default | NECB_Default | NECB_Default | NECB_Default | NECB_Default | NECB_Default | NECB_Default | NECB_Default | NECB_Default | NECB_Default | NECB_Default | NECB_Default | NECB_Default | NECB_Default | NECB_Default | NECB_Default | NECB_Default | NECB_Default | NECB_Default | NECB_Default | NECB_Default | NECB_Default | NECB_Default | NECB_Default | NECB_Default | aws_batch | 834599497928 | [5 empty] | baseline-2021-03-24 | 6a87033d-ede6-4783-acf8-880bd0e50e61 | TRUE | TRUE | 9946ff35-5db3-4b6b-9f24-7ae75cb56330 |  | 2090.32 | 3274.4664 | 40 | RetailStripmall |  |  | 5 | RetailStripmall | 1 |  | 1 | NECB2015 | 0.30241 | 10827.8493 | 192.0031 | 38.2787 | 108.5432 | 5.8434 | 559.3195 | 214.6511 | HALIFAX | NOVA SCOTIA | 95.573 | 15.4507 | 0 | 111.0237 | 18.7436 | 3.8999 | 0 | 22.6436 | 0 | 0.042161 | 0 | 0 | 0.4713 | 0.16672 | 0 | 0.29491 | 0.036162 | 0.22421 | 0.31051 | 0.0020475 | 0.78181 | 0.015596 | 54.7094 | 94.4656 | Natural Gas | 40 | 0.757 | [5 empty] | 0.183 | 0.247 | 2.2 | 2.2 | 5 | Halifax Dockyard | CAN | 112 | 3647 | 44.655 | -63.577 | 6 | 4000 | NS | CAN_NS_Halifax.Dockyard.713280_CWEC2016.epw | 0 | 0 | 0 | 0 | 32.6 | 435.6285 | 0.35319 | 0.00081075 | 129.09 | 0.1 | 2021-03-24 15:16:49 +0000 | eef80c06 | 0.2.11 | :adv_dx_units: NECB_Default :analysis_id: 6a87033d-ede6-4783-acf8-880bd0e50e61 :analysis_name: baseline-2021-03-24 :boiler_eff: NECB_Default :btap_batch_version: 1.0.002 :building_type: RetailStripmall :compute_environment: aws_batch :datapoint_id: 9946ff35-5db3-4b6b-9f24-7ae75cb56330 :daylighting_type: NECB_Default :dcv_type: NECB_Default :door_construction_cond: NECB_Default :ecm_system_name: NECB_Default :enable_costing: true :epw_file: CAN_NS_Halifax.Dockyard.713280_CWEC2016.epw :erv_package: NECB_Default :ext_floor_cond: NECB_Default :ext_roof_cond: NECB_Default :ext_wall_cond: NECB_Default :fdwr_set: NECB_Default :fixed_wind_solar_trans: NECB_Default :fixed_window_cond: NECB_Default :furnace_eff: NECB_Default :glass_door_cond: NECB_Default :glass_door_solar_trans: NECB_Default :ground_floor_cond: NECB_Default :ground_roof_cond: NECB_Default :ground_wall_cond: NECB_Default :lights_scale: NECB_Default :lights_type: NECB_Default :overhead_door_cond: NECB_Default :primary_heating_fuel: NaturalGas :pv_ground_azimuth_angle: NECB_Default :pv_ground_module_description: NECB_Default :pv_ground_tilt_angle: NECB_Default :pv_ground_total_area_pv_panels_m2: NECB_Default :pv_ground_type: NECB_Default :rotation_degrees: NECB_Default :run_annual_simulation: true :s3_bucket: '834599497928' :scale_x: NECB_Default :scale_y: NECB_Default :scale_z: NECB_Default :shw_eff: NECB_Default :skylight_cond: NECB_Default :skylight_solar_trans: NECB_Default :srr_set: NECB_Default :template: NECB2015 | 0 | TRUE | 1051.6973 |  | https://s3.console.aws.amazon.com/s3/buckets/834599497928?region=ca-central-1&prefix=sara.gilani/baseline-2021-03-24/6a87033d-ede6-4783-acf8-880bd0e50e61/output/9946ff35-5db3-4b6b-9f24-7ae75cb56330/ | 1.0.002 | 0 | 0 |  | 0 | 0 | tier_1 | 0
400 | 0 |  | NECB_Default | NECB_Default | NECB_Default | NECB_Default | NECB_Default | NECB_Default | NECB_Default | NECB_Default | RetailStandalone | NECB2011 | CAN_BC_Vancouver.Intl.AP.718920_CWEC2016.epw | NaturalGas | NECB_Default | NECB_Default | NECB_Default | NECB_Default | NECB_Default | NECB_Default | NECB_Default | NECB_Default | NECB_Default | NECB_Default | NECB_Default | NECB_Default | NECB_Default | NECB_Default | NECB_Default | NECB_Default | NECB_Default | NECB_Default | NECB_Default | NECB_Default | NECB_Default | NECB_Default | NECB_Default | NECB_Default | NECB_Default | NECB_Default | NECB_Default | aws_batch | 834599497928 | [5 empty] | baseline-2021-03-24 | 6a87033d-ede6-4783-acf8-880bd0e50e61 | TRUE | TRUE | ecbb892a-a986-4020-b09b-5f84c6345deb |  | 2293.99 | 3471.0086 | 40 | RetailStandalone |  |  | 5 | RetailStandalone | 1 |  | 1 | NECB2011 | 0.24821 | 13984.1807 | 207.0798 | 34.2426 | 100.5356 | 4.8154 | 536.7547 | 190.0813 | VANCOUVER | BRITISH COLUMBIA | 1.2389 | 10.0018 | 0 | 11.2408 | 12.3719 | 2.2438 | 0 | 14.6157 | 0 | 0.041112 | 0 | 0 | 0.43717 | 0.13954 | 0 | 0.1822 | 0.030964 | 0.22339 | 0.19839 | 0.0021709 | 0.63556 | 0.01619 | 48.7538 | 59.4749 | Natural Gas | 40 | 0.757 | [5 empty] | 0.227 | 0.315 | 2.4 | 2.4 | 5 | Vancouver Intl AP | CAN | 42 | 2797 | 49.195 | -123.184 | 4 | 2800 | BC | CAN_BC_Vancouver.Intl.AP.718920_CWEC2016.epw | 0 | 0 | 0 | 0 | 37.14 | 68.4695 | 0.41833 | 0.0061097 | 152.9 | 0.1 | 2021-03-24 15:16:34 +0000 | eef80c06 | 0.2.11 | :adv_dx_units: NECB_Default :analysis_id: 6a87033d-ede6-4783-acf8-880bd0e50e61 :analysis_name: baseline-2021-03-24 :boiler_eff: NECB_Default :btap_batch_version: 1.0.002 :building_type: RetailStandalone :compute_environment: aws_batch :datapoint_id: ecbb892a-a986-4020-b09b-5f84c6345deb :daylighting_type: NECB_Default :dcv_type: NECB_Default :door_construction_cond: NECB_Default :ecm_system_name: NECB_Default :enable_costing: true :epw_file: CAN_BC_Vancouver.Intl.AP.718920_CWEC2016.epw :erv_package: NECB_Default :ext_floor_cond: NECB_Default :ext_roof_cond: NECB_Default :ext_wall_cond: NECB_Default :fdwr_set: NECB_Default :fixed_wind_solar_trans: NECB_Default :fixed_window_cond: NECB_Default :furnace_eff: NECB_Default :glass_door_cond: NECB_Default :glass_door_solar_trans: NECB_Default :ground_floor_cond: NECB_Default :ground_roof_cond: NECB_Default :ground_wall_cond: NECB_Default :lights_scale: NECB_Default :lights_type: NECB_Default :overhead_door_cond: NECB_Default :primary_heating_fuel: NaturalGas :pv_ground_azimuth_angle: NECB_Default :pv_ground_module_description: NECB_Default :pv_ground_tilt_angle: NECB_Default :pv_ground_total_area_pv_panels_m2: NECB_Default :pv_ground_type: NECB_Default :rotation_degrees: NECB_Default :run_annual_simulation: true :s3_bucket: '834599497928' :scale_x: NECB_Default :scale_y: NECB_Default :scale_z: NECB_Default :shw_eff: NECB_Default :skylight_cond: NECB_Default :skylight_solar_trans: NECB_Default :srr_set: NECB_Default :template: NECB2011 | 0 | TRUE | 1054.0222 |  | https://s3.console.aws.amazon.com/s3/buckets/834599497928?region=ca-central-1&prefix=sara.gilani/baseline-2021-03-24/6a87033d-ede6-4783-acf8-880bd0e50e61/output/ecbb892a-a986-4020-b09b-5f84c6345deb/ | 1.0.002 | 0 | 0 |  | 0 | 0 | tier_1 | 0
401 | 0 |  | NECB_Default | NECB_Default | NECB_Default | NECB_Default | NECB_Default | NECB_Default | NECB_Default | NECB_Default | RetailStandalone | NECB2017 | CAN_AB_Calgary.Intl.AP.718770_CWEC2016.epw | NaturalGas | NECB_Default | NECB_Default | NECB_Default | NECB_Default | NECB_Default | NECB_Default | NECB_Default | NECB_Default | NECB_Default | NECB_Default | NECB_Default | NECB_Default | NECB_Default | NECB_Default | NECB_Default | NECB_Default | NECB_Default | NECB_Default | NECB_Default | NECB_Default | NECB_Default | NECB_Default | NECB_Default | NECB_Default | NECB_Default | NECB_Default | NECB_Default | aws_batch | 834599497928 | [5 empty] | baseline-2021-03-24 | 6a87033d-ede6-4783-acf8-880bd0e50e61 | TRUE | TRUE | afbb65ae-f6c4-4181-a0ad-fdec85da418d |  | 2293.99 | 3471.0086 | 33.3 | RetailStandalone |  |  | 2 | RetailStandalone | 1 |  | 1 | NECB2017 | 0.24821 | 13984.1807 | 223.3988 | 35.2848 | 112.3249 | 4.9741 | 582.0832 | 206.1006 | CALGARY | ALBERTA | 80.4487 | 10.912 | 0 | 91.3607 | 7.6249 | 0.77848 | 0 | 8.4033 | 0 | 0.033614 | 0 | 0 | 0.36658 | 0.1201 | 0.0050349 | 0.2026 | 0.032271 | 0.17303 | 0.21624 | 0.0025327 | 0.58282 | 0.01364 | 43.7199 | 92.8028 | Natural Gas | 33.3 | 0.757 | [5 empty] | 0.138 | 0.21 | 1.9 | 1.9 | 2 | Calgary Intl AP | CAN | 64 | 4781 | 51.114 | -114.02 | 7a | 5000 | AB | CAN_AB_Calgary.Intl.AP.718770_CWEC2016.epw | 0 | 0 | 0 | 0 | 31.29 | 68.4249 | 0.3214 | 0.0046971 | 117.47 | 0.1 | 2021-03-24 15:16:37 +0000 | eef80c06 | 0.2.11 | :adv_dx_units: NECB_Default :analysis_id: 6a87033d-ede6-4783-acf8-880bd0e50e61 :analysis_name: baseline-2021-03-24 :boiler_eff: NECB_Default :btap_batch_version: 1.0.002 :building_type: RetailStandalone :compute_environment: aws_batch :datapoint_id: afbb65ae-f6c4-4181-a0ad-fdec85da418d :daylighting_type: NECB_Default :dcv_type: NECB_Default :door_construction_cond: NECB_Default :ecm_system_name: NECB_Default :enable_costing: true :epw_file: CAN_AB_Calgary.Intl.AP.718770_CWEC2016.epw :erv_package: NECB_Default :ext_floor_cond: NECB_Default :ext_roof_cond: NECB_Default :ext_wall_cond: NECB_Default :fdwr_set: NECB_Default :fixed_wind_solar_trans: NECB_Default :fixed_window_cond: NECB_Default :furnace_eff: NECB_Default :glass_door_cond: NECB_Default :glass_door_solar_trans: NECB_Default :ground_floor_cond: NECB_Default :ground_roof_cond: NECB_Default :ground_wall_cond: NECB_Default :lights_scale: NECB_Default :lights_type: NECB_Default :overhead_door_cond: NECB_Default :primary_heating_fuel: NaturalGas :pv_ground_azimuth_angle: NECB_Default :pv_ground_module_description: NECB_Default :pv_ground_tilt_angle: NECB_Default :pv_ground_total_area_pv_panels_m2: NECB_Default :pv_ground_type: NECB_Default :rotation_degrees: NECB_Default :run_annual_simulation: true :s3_bucket: '834599497928' :scale_x: NECB_Default :scale_y: NECB_Default :scale_z: NECB_Default :shw_eff: NECB_Default :skylight_cond: NECB_Default :skylight_solar_trans: NECB_Default :srr_set: NECB_Default :template: NECB2017 | 0 | TRUE | 1053.0175 |  | https://s3.console.aws.amazon.com/s3/buckets/834599497928?region=ca-central-1&prefix=sara.gilani/baseline-2021-03-24/6a87033d-ede6-4783-acf8-880bd0e50e61/output/afbb65ae-f6c4-4181-a0ad-fdec85da418d/ | 1.0.002 | 0 | 0 |  | 0 | 0 | tier_1 | 0
402 | 0 |  | NECB_Default | NECB_Default | NECB_Default | NECB_Default | NECB_Default | NECB_Default | NECB_Default | NECB_Default | RetailStripmall | NECB2011 | CAN_BC_Vancouver.Intl.AP.718920_CWEC2016.epw | Electricity | NECB_Default | NECB_Default | NECB_Default | NECB_Default | NECB_Default | NECB_Default | NECB_Default | NECB_Default | NECB_Default | NECB_Default | NECB_Default | NECB_Default | NECB_Default | NECB_Default | NECB_Default | NECB_Default | NECB_Default | NECB_Default | NECB_Default | NECB_Default | NECB_Default | NECB_Default | NECB_Default | NECB_Default | NECB_Default | NECB_Default | NECB_Default | aws_batch | 834599497928 | [5 empty] | baseline-2021-03-24 | 6a87033d-ede6-4783-acf8-880bd0e50e61 | TRUE | TRUE | cde7e45b-c8fb-4bd4-b417-9d5b9ed5d919 |  | 2090.32 | 3274.4664 | 40 | RetailStripmall |  |  | 5 | RetailStripmall | 1 |  | 1 | NECB2011 | 0.30241 | 10827.8493 | 213.9683 | 10.5096 | 109.3005 | 6.3268 | 591.8725 | 251.7673 | VANCOUVER | BRITISH COLUMBIA | 1.8915 | 0 | 0 | 1.8915 | 18.8885 | 0 | 0 | 18.8885 | 0 | 0.039783 | 0 | 0 | 0.66743 | 0.16977 | 0 | 0.15588 | 0.035196 | 0.25482 | 0 | 0 | 0.66743 | 0.011984 | 69.0428 | 0 | Electricity | 40 | 0.757 | [5 empty] | 0.227 | 0.315 | 2.4 | 2.4 | 5 | Vancouver Intl AP | CAN | 42 | 2797 | 49.195 | -123.184 | 4 | 2800 | BC | CAN_BC_Vancouver.Intl.AP.718920_CWEC2016.epw | 0 | 0.068536 | 0.00015722 | 25.05 | 0 | 435.9193 | 0.33705 | 0.00077318 | 123.19 | 0.1 | 2021-03-24 15:16:30 +0000 | eef80c06 | 0.2.11 | :adv_dx_units: NECB_Default :analysis_id: 6a87033d-ede6-4783-acf8-880bd0e50e61 :analysis_name: baseline-2021-03-24 :boiler_eff: NECB_Default :btap_batch_version: 1.0.002 :building_type: RetailStripmall :compute_environment: aws_batch :datapoint_id: cde7e45b-c8fb-4bd4-b417-9d5b9ed5d919 :daylighting_type: NECB_Default :dcv_type: NECB_Default :door_construction_cond: NECB_Default :ecm_system_name: NECB_Default :enable_costing: true :epw_file: CAN_BC_Vancouver.Intl.AP.718920_CWEC2016.epw :erv_package: NECB_Default :ext_floor_cond: NECB_Default :ext_roof_cond: NECB_Default :ext_wall_cond: NECB_Default :fdwr_set: NECB_Default :fixed_wind_solar_trans: NECB_Default :fixed_window_cond: NECB_Default :furnace_eff: NECB_Default :glass_door_cond: NECB_Default :glass_door_solar_trans: NECB_Default :ground_floor_cond: NECB_Default :ground_roof_cond: NECB_Default :ground_wall_cond: NECB_Default :lights_scale: NECB_Default :lights_type: NECB_Default :overhead_door_cond: NECB_Default :primary_heating_fuel: Electricity :pv_ground_azimuth_angle: NECB_Default :pv_ground_module_description: NECB_Default :pv_ground_tilt_angle: NECB_Default :pv_ground_total_area_pv_panels_m2: NECB_Default :pv_ground_type: NECB_Default :rotation_degrees: NECB_Default :run_annual_simulation: true :s3_bucket: '834599497928' :scale_x: NECB_Default :scale_y: NECB_Default :scale_z: NECB_Default :shw_eff: NECB_Default :skylight_cond: NECB_Default :skylight_solar_trans: NECB_Default :srr_set: NECB_Default :template: NECB2011 | 0 | TRUE | 1052.5551 |  | https://s3.console.aws.amazon.com/s3/buckets/834599497928?region=ca-central-1&prefix=sara.gilani/baseline-2021-03-24/6a87033d-ede6-4783-acf8-880bd0e50e61/output/cde7e45b-c8fb-4bd4-b417-9d5b9ed5d919/ | 1.0.002 | 0 | 0 |  | 0 | 0 | tier_1 | 0
403 | 0 |  | NECB_Default | NECB_Default | NECB_Default | NECB_Default | NECB_Default | NECB_Default | NECB_Default | NECB_Default | RetailStripmall | NECB2017 | CAN_YT_Whitehorse.Intl.AP.719640_CWEC2016.epw | Electricity | NECB_Default | NECB_Default | NECB_Default | NECB_Default | NECB_Default | NECB_Default | NECB_Default | NECB_Default | NECB_Default | NECB_Default | NECB_Default | NECB_Default | NECB_Default | NECB_Default | NECB_Default | NECB_Default | NECB_Default | NECB_Default | NECB_Default | NECB_Default | NECB_Default | NECB_Default | NECB_Default | NECB_Default | NECB_Default | NECB_Default | NECB_Default | aws_batch | 834599497928 | [5 empty] | baseline-2021-03-24 | 6a87033d-ede6-4783-acf8-880bd0e50e61 | TRUE | TRUE | ca2cc2c5-4162-447a-972f-63d00b624284 |  | 2090.32 | 3274.4664 | 22.8 | RetailStripmall |  |  | 2 | RetailStripmall | 1 |  | 1 | NECB2017 | 0.30241 | 10827.8493 | 190.1016 | 10.3278 | 104.3402 | 6.1495 | 515.0475 | 204.1283 | WHITEHORSE | YUKON | 10.2379 | 0 | 0 | 10.2379 | 23.4461 | 0 | 0 | 23.4461 | 0 | 0.011668 | 0 | 0 | 0.65823 | 0.11553 | 0.0077213 | 0.28311 | 0.036162 | 0.18943 | 0 | 0 | 0.65823 | 0.014601 | 141.8831 | 0 | Electricity | 22.8 | 0.757 | [5 empty] | 0.138 | 0.21 | 1.9 | 1.9 | 2 | Whitehorse Intl AP | CAN | 5 | 6491 | 60.709 | -135.069 | 7b | 6580 | YT | CAN_YT_Whitehorse.Intl.AP.719640_CWEC2016.epw | 0 | 0.083502 | 0.00019168 | 30.52 | 0 | 435.6285 | 0.35319 | 0.00081075 | 129.09 | 0.1 | 2021-03-24 15:16:41 +0000 | eef80c06 | 0.2.11 | :adv_dx_units: NECB_Default :analysis_id: 6a87033d-ede6-4783-acf8-880bd0e50e61 :analysis_name: baseline-2021-03-24 :boiler_eff: NECB_Default :btap_batch_version: 1.0.002 :building_type: RetailStripmall :compute_environment: aws_batch :datapoint_id: ca2cc2c5-4162-447a-972f-63d00b624284 :daylighting_type: NECB_Default :dcv_type: NECB_Default :door_construction_cond: NECB_Default :ecm_system_name: NECB_Default :enable_costing: true :epw_file: CAN_YT_Whitehorse.Intl.AP.719640_CWEC2016.epw :erv_package: NECB_Default :ext_floor_cond: NECB_Default :ext_roof_cond: NECB_Default :ext_wall_cond: NECB_Default :fdwr_set: NECB_Default :fixed_wind_solar_trans: NECB_Default :fixed_window_cond: NECB_Default :furnace_eff: NECB_Default :glass_door_cond: NECB_Default :glass_door_solar_trans: NECB_Default :ground_floor_cond: NECB_Default :ground_roof_cond: NECB_Default :ground_wall_cond: NECB_Default :lights_scale: NECB_Default :lights_type: NECB_Default :overhead_door_cond: NECB_Default :primary_heating_fuel: Electricity :pv_ground_azimuth_angle: NECB_Default :pv_ground_module_description: NECB_Default :pv_ground_tilt_angle: NECB_Default :pv_ground_total_area_pv_panels_m2: NECB_Default :pv_ground_type: NECB_Default :rotation_degrees: NECB_Default :run_annual_simulation: true :s3_bucket: '834599497928' :scale_x: NECB_Default :scale_y: NECB_Default :scale_z: NECB_Default :shw_eff: NECB_Default :skylight_cond: NECB_Default :skylight_solar_trans: NECB_Default :srr_set: NECB_Default :template: NECB2017 | 0 | TRUE | 1051.6584 |  | https://s3.console.aws.amazon.com/s3/buckets/834599497928?region=ca-central-1&prefix=sara.gilani/baseline-2021-03-24/6a87033d-ede6-4783-acf8-880bd0e50e61/output/ca2cc2c5-4162-447a-972f-63d00b624284/ | 1.0.002 | 0 | 0 |  | 0 | 0 | tier_1 | 0
404 | 0 |  | NECB_Default | NECB_Default | NECB_Default | NECB_Default | NECB_Default | NECB_Default | NECB_Default | NECB_Default | RetailStandalone | NECB2017 | CAN_YT_Whitehorse.Intl.AP.719640_CWEC2016.epw | Electricity | NECB_Default | NECB_Default | NECB_Default | NECB_Default | NECB_Default | NECB_Default | NECB_Default | NECB_Default | NECB_Default | NECB_Default | NECB_Default | NECB_Default | NECB_Default | NECB_Default | NECB_Default | NECB_Default | NECB_Default | NECB_Default | NECB_Default | NECB_Default | NECB_Default | NECB_Default | NECB_Default | NECB_Default | NECB_Default | NECB_Default | NECB_Default | aws_batch | 834599497928 | [5 empty] | baseline-2021-03-24 | 6a87033d-ede6-4783-acf8-880bd0e50e61 | TRUE | TRUE | 0ec83e7c-26d4-4c53-a167-05fc341e1344 |  | 2293.99 | 3471.0086 | 22.8 | RetailStandalone |  |  | 2 | RetailStandalone | 1 |  | 1 | NECB2017 | 0.24821 | 13984.1807 | 179.5765 | 9.8983 | 96.0358 | 5.3904 | 470.644 | 179.743 | WHITEHORSE | YUKON | 8.8093 | 0 | 0 | 8.8093 | 20.1745 | 0 | 0 | 20.1745 | 0 | 0.012249 | 0 | 0 | 0.56638 | 0.094194 | 0.0069094 | 0.23558 | 0.032271 | 0.17303 | 0 | 0 | 0.56638 | 0.012149 | 120.7868 | 0 | Electricity | 22.8 | 0.757 | [5 empty] | 0.138 | 0.21 | 1.9 | 1.9 | 2 | Whitehorse Intl AP | CAN | 5 | 6491 | 60.709 | -135.069 | 7b | 6580 | YT | CAN_YT_Whitehorse.Intl.AP.719640_CWEC2016.epw | 0 | 0.076252 | 0.0011144 | 27.87 | 0 | 68.4249 | 0.3214 | 0.0046971 | 117.47 | 0.1 | 2021-03-24 15:16:30 +0000 | eef80c06 | 0.2.11 | :adv_dx_units: NECB_Default :analysis_id: 6a87033d-ede6-4783-acf8-880bd0e50e61 :analysis_name: baseline-2021-03-24 :boiler_eff: NECB_Default :btap_batch_version: 1.0.002 :building_type: RetailStandalone :compute_environment: aws_batch :datapoint_id: 0ec83e7c-26d4-4c53-a167-05fc341e1344 :daylighting_type: NECB_Default :dcv_type: NECB_Default :door_construction_cond: NECB_Default :ecm_system_name: NECB_Default :enable_costing: true :epw_file: CAN_YT_Whitehorse.Intl.AP.719640_CWEC2016.epw :erv_package: NECB_Default :ext_floor_cond: NECB_Default :ext_roof_cond: NECB_Default :ext_wall_cond: NECB_Default :fdwr_set: NECB_Default :fixed_wind_solar_trans: NECB_Default :fixed_window_cond: NECB_Default :furnace_eff: NECB_Default :glass_door_cond: NECB_Default :glass_door_solar_trans: NECB_Default :ground_floor_cond: NECB_Default :ground_roof_cond: NECB_Default :ground_wall_cond: NECB_Default :lights_scale: NECB_Default :lights_type: NECB_Default :overhead_door_cond: NECB_Default :primary_heating_fuel: Electricity :pv_ground_azimuth_angle: NECB_Default :pv_ground_module_description: NECB_Default :pv_ground_tilt_angle: NECB_Default :pv_ground_total_area_pv_panels_m2: NECB_Default :pv_ground_type: NECB_Default :rotation_degrees: NECB_Default :run_annual_simulation: true :s3_bucket: '834599497928' :scale_x: NECB_Default :scale_y: NECB_Default :scale_z: NECB_Default :shw_eff: NECB_Default :skylight_cond: NECB_Default :skylight_solar_trans: NECB_Default :srr_set: NECB_Default :template: NECB2017 | 0 | TRUE | 1053.8539 |  | https://s3.console.aws.amazon.com/s3/buckets/834599497928?region=ca-central-1&prefix=sara.gilani/baseline-2021-03-24/6a87033d-ede6-4783-acf8-880bd0e50e61/output/0ec83e7c-26d4-4c53-a167-05fc341e1344/ | 1.0.002 | 0 | 0 |  | 0 | 0 | tier_1 | 0
405 | 0 |  | NECB_Default | NECB_Default | NECB_Default | NECB_Default | NECB_Default | NECB_Default | NECB_Default | NECB_Default | RetailStripmall | NECB2017 | CAN_AB_Calgary.Intl.AP.718770_CWEC2016.epw | NaturalGas | NECB_Default | NECB_Default | NECB_Default | NECB_Default | NECB_Default | NECB_Default | NECB_Default | NECB_Default | NECB_Default | NECB_Default | NECB_Default | NECB_Default | NECB_Default | NECB_Default | NECB_Default | NECB_Default | NECB_Default | NECB_Default | NECB_Default | NECB_Default | NECB_Default | NECB_Default | NECB_Default | NECB_Default | NECB_Default | NECB_Default | NECB_Default | aws_batch | 834599497928 | [5 empty] | baseline-2021-03-24 | 6a87033d-ede6-4783-acf8-880bd0e50e61 | TRUE | TRUE | 0382bc1f-91db-4a33-87ea-fa8e2edf731d |  | 2090.32 | 3274.4664 | 33.3 | RetailStripmall |  |  | 2 | RetailStripmall | 1 |  | 1 | NECB2017 | 0.30241 | 10827.8493 | 232.5694 | 40.6034 | 122.1509 | 6.1871 | 625.2652 | 223.7545 | CALGARY | ALBERTA | 90.6337 | 13.0995 | 0 | 103.7331 | 8.5902 | 0.93453 | 0 | 9.5247 | 0 | 0.034067 | 0 | 0 | 0.41298 | 0.14575 | 0.0052624 | 0.24313 | 0.036162 | 0.18943 | 0.25959 | 0.0023107 | 0.67258 | 0.016466 | 48.8395 | 105.8068 | Natural Gas | 33.3 | 0.757 | [5 empty] | 0.138 | 0.21 | 1.9 | 1.9 | 2 | Calgary Intl AP | CAN | 64 | 4781 | 51.114 | -114.02 | 7a | 5000 | AB | CAN_AB_Calgary.Intl.AP.718770_CWEC2016.epw | 0 | 0 | 0 | 0 | 34.42 | 435.6285 | 0.35319 | 0.00081075 | 129.09 | 0.1 | 2021-03-24 15:16:44 +0000 | eef80c06 | 0.2.11 | :adv_dx_units: NECB_Default :analysis_id: 6a87033d-ede6-4783-acf8-880bd0e50e61 :analysis_name: baseline-2021-03-24 :boiler_eff: NECB_Default :btap_batch_version: 1.0.002 :building_type: RetailStripmall :compute_environment: aws_batch :datapoint_id: 0382bc1f-91db-4a33-87ea-fa8e2edf731d :daylighting_type: NECB_Default :dcv_type: NECB_Default :door_construction_cond: NECB_Default :ecm_system_name: NECB_Default :enable_costing: true :epw_file: CAN_AB_Calgary.Intl.AP.718770_CWEC2016.epw :erv_package: NECB_Default :ext_floor_cond: NECB_Default :ext_roof_cond: NECB_Default :ext_wall_cond: NECB_Default :fdwr_set: NECB_Default :fixed_wind_solar_trans: NECB_Default :fixed_window_cond: NECB_Default :furnace_eff: NECB_Default :glass_door_cond: NECB_Default :glass_door_solar_trans: NECB_Default :ground_floor_cond: NECB_Default :ground_roof_cond: NECB_Default :ground_wall_cond: NECB_Default :lights_scale: NECB_Default :lights_type: NECB_Default :overhead_door_cond: NECB_Default :primary_heating_fuel: NaturalGas :pv_ground_azimuth_angle: NECB_Default :pv_ground_module_description: NECB_Default :pv_ground_tilt_angle: NECB_Default :pv_ground_total_area_pv_panels_m2: NECB_Default :pv_ground_type: NECB_Default :rotation_degrees: NECB_Default :run_annual_simulation: true :s3_bucket: '834599497928' :scale_x: NECB_Default :scale_y: NECB_Default :scale_z: NECB_Default :shw_eff: NECB_Default :skylight_cond: NECB_Default :skylight_solar_trans: NECB_Default :srr_set: NECB_Default :template: NECB2017 | 0 | TRUE | 1052.0178 |  | https://s3.console.aws.amazon.com/s3/buckets/834599497928?region=ca-central-1&prefix=sara.gilani/baseline-2021-03-24/6a87033d-ede6-4783-acf8-880bd0e50e61/output/0382bc1f-91db-4a33-87ea-fa8e2edf731d/ | 1.0.002 | 0 | 0 |  | 0 | 0 | tier_1 | 0
406 | 0 |  | NECB_Default | NECB_Default | NECB_Default | NECB_Default | NECB_Default | NECB_Default | NECB_Default | NECB_Default | RetailStripmall | NECB2011 | CAN_AB_Calgary.Intl.AP.718770_CWEC2016.epw | Electricity | NECB_Default | NECB_Default | NECB_Default | NECB_Default | NECB_Default | NECB_Default | NECB_Default | NECB_Default | NECB_Default | NECB_Default | NECB_Default | NECB_Default | NECB_Default | NECB_Default | NECB_Default | NECB_Default | NECB_Default | NECB_Default | NECB_Default | NECB_Default | NECB_Default | NECB_Default | NECB_Default | NECB_Default | NECB_Default | NECB_Default | NECB_Default | aws_batch | 834599497928 | [5 empty] | baseline-2021-03-24 | 6a87033d-ede6-4783-acf8-880bd0e50e61 | TRUE | TRUE | 7952387a-3fee-4e17-bd9e-c781b1f57956 |  | 2090.32 | 3274.4664 | 33.3 | RetailStripmall |  |  | 5 | RetailStripmall | 1 |  | 1 | NECB2011 | 0.30241 | 10827.8493 | 227.3574 | 13.9841 | 122.1509 | 6.4739 | 660.5637 | 290.5974 | CALGARY | ALBERTA | 171.8027 | 0 | 0 | 171.8027 | 16.2833 | 0 | 0 | 16.2833 | 0 | 0.042764 | 0 | 0 | 0.78285 | 0.18301 | 0 | 0.25385 | 0.035196 | 0.25482 | 0 | 0 | 0.78285 | 0.013213 | 105.2182 | 0 | Electricity | 33.3 | 0.757 | [5 empty] | 0.162 | 0.21 | 2.2 | 2.2 | 5 | Calgary Intl AP | CAN | 64 | 4781 | 51.114 | -114.02 | 7a | 5000 | AB | CAN_AB_Calgary.Intl.AP.718770_CWEC2016.epw | 0 | 0.075568 | 0.00017335 | 27.62 | 0 | 435.9193 | 0.33705 | 0.00077318 | 123.19 | 0.1 | 2021-03-24 15:16:29 +0000 | eef80c06 | 0.2.11 | :adv_dx_units: NECB_Default :analysis_id: 6a87033d-ede6-4783-acf8-880bd0e50e61 :analysis_name: baseline-2021-03-24 :boiler_eff: NECB_Default :btap_batch_version: 1.0.002 :building_type: RetailStripmall :compute_environment: aws_batch :datapoint_id: 7952387a-3fee-4e17-bd9e-c781b1f57956 :daylighting_type: NECB_Default :dcv_type: NECB_Default :door_construction_cond: NECB_Default :ecm_system_name: NECB_Default :enable_costing: true :epw_file: CAN_AB_Calgary.Intl.AP.718770_CWEC2016.epw :erv_package: NECB_Default :ext_floor_cond: NECB_Default :ext_roof_cond: NECB_Default :ext_wall_cond: NECB_Default :fdwr_set: NECB_Default :fixed_wind_solar_trans: NECB_Default :fixed_window_cond: NECB_Default :furnace_eff: NECB_Default :glass_door_cond: NECB_Default :glass_door_solar_trans: NECB_Default :ground_floor_cond: NECB_Default :ground_roof_cond: NECB_Default :ground_wall_cond: NECB_Default :lights_scale: NECB_Default :lights_type: NECB_Default :overhead_door_cond: NECB_Default :primary_heating_fuel: Electricity :pv_ground_azimuth_angle: NECB_Default :pv_ground_module_description: NECB_Default :pv_ground_tilt_angle: NECB_Default :pv_ground_total_area_pv_panels_m2: NECB_Default :pv_ground_type: NECB_Default :rotation_degrees: NECB_Default :run_annual_simulation: true :s3_bucket: '834599497928' :scale_x: NECB_Default :scale_y: NECB_Default :scale_z: NECB_Default :shw_eff: NECB_Default :skylight_cond: NECB_Default :skylight_solar_trans: NECB_Default :srr_set: NECB_Default :template: NECB2011 | 0 | TRUE | 1053.6561 |  | https://s3.console.aws.amazon.com/s3/buckets/834599497928?region=ca-central-1&prefix=sara.gilani/baseline-2021-03-24/6a87033d-ede6-4783-acf8-880bd0e50e61/output/7952387a-3fee-4e17-bd9e-c781b1f57956/ | 1.0.002 | 0 | 0 |  | 0 | 0 | tier_1 | 0
407 | 0 |  | NECB_Default | NECB_Default | NECB_Default | NECB_Default | NECB_Default | NECB_Default | NECB_Default | NECB_Default | RetailStripmall | NECB2017 | CAN_QC_Montreal-Trudeau.Intl.AP.716270_CWEC2016.epw | Electricity | NECB_Default | NECB_Default | NECB_Default | NECB_Default | NECB_Default | NECB_Default | NECB_Default | NECB_Default | NECB_Default | NECB_Default | NECB_Default | NECB_Default | NECB_Default | NECB_Default | NECB_Default | NECB_Default | NECB_Default | NECB_Default | NECB_Default | NECB_Default | NECB_Default | NECB_Default | NECB_Default | NECB_Default | NECB_Default | NECB_Default | NECB_Default | aws_batch | 834599497928 | [5 empty] | baseline-2021-03-24 | 6a87033d-ede6-4783-acf8-880bd0e50e61 | TRUE | TRUE | 5c33685c-fab8-45cb-a08b-742bc2a782e9 |  | 2090.32 | 3274.4664 | 37.3 | RetailStripmall |  |  | 2 | RetailStripmall | 1 |  | 1 | NECB2017 | 0.30241 | 10827.8493 | 229.6382 | 13.9305 | 112.7258 | 6.4062 | 607.6592 | 244.9585 | MONTREAL | QUEBEC | 0.24957 | 0 | 0 | 0.24957 | 15.8949 | 0 | 0 | 15.8949 | 0 | 0.061699 | 0 | 0 | 0.64222 | 0.12677 | 0.0080131 | 0.20702 | 0.036162 | 0.18943 | 0 | 0 | 0.64222 | 0.013122 | 111.9529 | 0 | Electricity | 37.3 | 0.757 | [5 empty] | 0.156 | 0.247 | 1.9 | 1.9 | 2 | Montreal-Trudeau Intl AP | CAN | 323 | 4090 | 45.471 | -73.741 | 6 | 4400 | QC | CAN_QC_Montreal-Trudeau.Intl.AP.716270_CWEC2016.epw | 0 | 0.075048 | 0.00017227 | 27.43 | 0 | 435.6285 | 0.35319 | 0.00081075 | 129.09 | 0.1 | 2021-03-24 15:16:40 +0000 | eef80c06 | 0.2.11 | :adv_dx_units: NECB_Default :analysis_id: 6a87033d-ede6-4783-acf8-880bd0e50e61 :analysis_name: baseline-2021-03-24 :boiler_eff: NECB_Default :btap_batch_version: 1.0.002 :building_type: RetailStripmall :compute_environment: aws_batch :datapoint_id: 5c33685c-fab8-45cb-a08b-742bc2a782e9 :daylighting_type: NECB_Default :dcv_type: NECB_Default :door_construction_cond: NECB_Default :ecm_system_name: NECB_Default :enable_costing: true :epw_file: CAN_QC_Montreal-Trudeau.Intl.AP.716270_CWEC2016.epw :erv_package: NECB_Default :ext_floor_cond: NECB_Default :ext_roof_cond: NECB_Default :ext_wall_cond: NECB_Default :fdwr_set: NECB_Default :fixed_wind_solar_trans: NECB_Default :fixed_window_cond: NECB_Default :furnace_eff: NECB_Default :glass_door_cond: NECB_Default :glass_door_solar_trans: NECB_Default :ground_floor_cond: NECB_Default :ground_roof_cond: NECB_Default :ground_wall_cond: NECB_Default :lights_scale: NECB_Default :lights_type: NECB_Default :overhead_door_cond: NECB_Default :primary_heating_fuel: Electricity :pv_ground_azimuth_angle: NECB_Default :pv_ground_module_description: NECB_Default :pv_ground_tilt_angle: NECB_Default :pv_ground_total_area_pv_panels_m2: NECB_Default :pv_ground_type: NECB_Default :rotation_degrees: NECB_Default :run_annual_simulation: true :s3_bucket: '834599497928' :scale_x: NECB_Default :scale_y: NECB_Default :scale_z: NECB_Default :shw_eff: NECB_Default :skylight_cond: NECB_Default :skylight_solar_trans: NECB_Default :srr_set: NECB_Default :template: NECB2017 | 0 | TRUE | 1053.1114 |  | https://s3.console.aws.amazon.com/s3/buckets/834599497928?region=ca-central-1&prefix=sara.gilani/baseline-2021-03-24/6a87033d-ede6-4783-acf8-880bd0e50e61/output/5c33685c-fab8-45cb-a08b-742bc2a782e9/ | 1.0.002 | 0 | 0 |  | 0 | 0 | tier_1 | 0
408 | 0 |  | NECB_Default | NECB_Default | NECB_Default | NECB_Default | NECB_Default | NECB_Default | NECB_Default | NECB_Default | RetailStripmall | NECB2015 | CAN_AB_Edmonton.Intl.AP.711230_CWEC2016.epw | Electricity | NECB_Default | NECB_Default | NECB_Default | NECB_Default | NECB_Default | NECB_Default | NECB_Default | NECB_Default | NECB_Default | NECB_Default | NECB_Default | NECB_Default | NECB_Default | NECB_Default | NECB_Default | NECB_Default | NECB_Default | NECB_Default | NECB_Default | NECB_Default | NECB_Default | NECB_Default | NECB_Default | NECB_Default | NECB_Default | NECB_Default | NECB_Default | aws_batch | 834599497928 | [5 empty] | baseline-2021-03-24 | 6a87033d-ede6-4783-acf8-880bd0e50e61 | TRUE | TRUE | 4f816cc6-f179-4582-92f9-8ec0b649fe83 |  | 2090.32 | 3274.4664 | 32.5 | RetailStripmall |  |  | 5 | RetailStripmall | 1 |  | 1 | NECB2015 | 0.30241 | 10827.8493 | 228.0989 | 14.296 | 123.4543 | 6.4757 | 639.3289 | 267.004 | EDMONTON | ALBERTA | 181.3156 | 0 | 0 | 181.3156 | 17.1849 | 0 | 0 | 17.1849 | 0 | 0.040549 | 0 | 0 | 0.8262 | 0.16706 | 0 | 0.34405 | 0.036162 | 0.22421 | 0 | 0 | 0.8262 | 0.014165 | 132.9243 | 0 | Electricity | 32.5 | 0.757 | [5 empty] | 0.162 | 0.21 | 2.2 | 2.2 | 5 | Edmonton Intl AP | CAN | 23 | 5588 | 53.31 | -113.579 | 7a | 5120 | AB | CAN_AB_Edmonton.Intl.AP.711230_CWEC2016.epw | 0 | 0.081012 | 0.00018597 | 29.61 | 0 | 435.6285 | 0.35319 | 0.00081075 | 129.09 | 0.1 | 2021-03-24 15:16:34 +0000 | eef80c06 | 0.2.11 | :adv_dx_units: NECB_Default :analysis_id: 6a87033d-ede6-4783-acf8-880bd0e50e61 :analysis_name: baseline-2021-03-24 :boiler_eff: NECB_Default :btap_batch_version: 1.0.002 :building_type: RetailStripmall :compute_environment: aws_batch :datapoint_id: 4f816cc6-f179-4582-92f9-8ec0b649fe83 :daylighting_type: NECB_Default :dcv_type: NECB_Default :door_construction_cond: NECB_Default :ecm_system_name: NECB_Default :enable_costing: true :epw_file: CAN_AB_Edmonton.Intl.AP.711230_CWEC2016.epw :erv_package: NECB_Default :ext_floor_cond: NECB_Default :ext_roof_cond: NECB_Default :ext_wall_cond: NECB_Default :fdwr_set: NECB_Default :fixed_wind_solar_trans: NECB_Default :fixed_window_cond: NECB_Default :furnace_eff: NECB_Default :glass_door_cond: NECB_Default :glass_door_solar_trans: NECB_Default :ground_floor_cond: NECB_Default :ground_roof_cond: NECB_Default :ground_wall_cond: NECB_Default :lights_scale: NECB_Default :lights_type: NECB_Default :overhead_door_cond: NECB_Default :primary_heating_fuel: Electricity :pv_ground_azimuth_angle: NECB_Default :pv_ground_module_description: NECB_Default :pv_ground_tilt_angle: NECB_Default :pv_ground_total_area_pv_panels_m2: NECB_Default :pv_ground_type: NECB_Default :rotation_degrees: NECB_Default :run_annual_simulation: true :s3_bucket: '834599497928' :scale_x: NECB_Default :scale_y: NECB_Default :scale_z: NECB_Default :shw_eff: NECB_Default :skylight_cond: NECB_Default :skylight_solar_trans: NECB_Default :srr_set: NECB_Default :template: NECB2015 | 0 | TRUE | 1053.7192 |  | https://s3.console.aws.amazon.com/s3/buckets/834599497928?region=ca-central-1&prefix=sara.gilani/baseline-2021-03-24/6a87033d-ede6-4783-acf8-880bd0e50e61/output/4f816cc6-f179-4582-92f9-8ec0b649fe83/ | 1.0.002 | 0 | 0 |  | 0 | 0 | tier_1 | 0
409 | 0 |  | NECB_Default | NECB_Default | NECB_Default | NECB_Default | NECB_Default | NECB_Default | NECB_Default | NECB_Default | RetailStripmall | NECB2017 | CAN_YT_Whitehorse.Intl.AP.719640_CWEC2016.epw | NaturalGas | NECB_Default | NECB_Default | NECB_Default | NECB_Default | NECB_Default | NECB_Default | NECB_Default | NECB_Default | NECB_Default | NECB_Default | NECB_Default | NECB_Default | NECB_Default | NECB_Default | NECB_Default | NECB_Default | NECB_Default | NECB_Default | NECB_Default | NECB_Default | NECB_Default | NECB_Default | NECB_Default | NECB_Default | NECB_Default | NECB_Default | NECB_Default | aws_batch | 834599497928 | [5 empty] | baseline-2021-03-24 | 6a87033d-ede6-4783-acf8-880bd0e50e61 | TRUE | TRUE | 05f71b60-64ac-4fd0-baa6-107f6afe98a5 |  | 2090.32 | 3274.4664 | 22.8 | RetailStripmall |  |  | 2 | RetailStripmall | 1 |  | 1 | NECB2017 | 0.30241 | 10827.8493 | 190.1016 | 35.2714 | 104.3402 | 5.7064 | 516.5633 | 181.1437 | WHITEHORSE | YUKON | 5.6537 | 20.0054 | 0 | 25.6591 | 12.9477 | 3.6464 | 0 | 16.5941 | 0 | 0.01184 | 0 | 0 | 0.36349 | 0.1163 | 0.0077213 | 0.3845 | 0.036162 | 0.18943 | 0.40204 | 0.002038 | 0.76553 | 0.017543 | 39.6964 | 152.6459 | Natural Gas | 22.8 | 0.757 | [5 empty] | 0.138 | 0.21 | 1.9 | 1.9 | 2 | Whitehorse Intl AP | CAN | 5 | 6491 | 60.709 | -135.069 | 7b | 6580 | YT | CAN_YT_Whitehorse.Intl.AP.719640_CWEC2016.epw | 0 | 0 | 0 | 0 | 36.67 | 435.6285 | 0.35319 | 0.00081075 | 129.09 | 0.1 | 2021-03-24 15:16:43 +0000 | eef80c06 | 0.2.11 | :adv_dx_units: NECB_Default :analysis_id: 6a87033d-ede6-4783-acf8-880bd0e50e61 :analysis_name: baseline-2021-03-24 :boiler_eff: NECB_Default :btap_batch_version: 1.0.002 :building_type: RetailStripmall :compute_environment: aws_batch :datapoint_id: 05f71b60-64ac-4fd0-baa6-107f6afe98a5 :daylighting_type: NECB_Default :dcv_type: NECB_Default :door_construction_cond: NECB_Default :ecm_system_name: NECB_Default :enable_costing: true :epw_file: CAN_YT_Whitehorse.Intl.AP.719640_CWEC2016.epw :erv_package: NECB_Default :ext_floor_cond: NECB_Default :ext_roof_cond: NECB_Default :ext_wall_cond: NECB_Default :fdwr_set: NECB_Default :fixed_wind_solar_trans: NECB_Default :fixed_window_cond: NECB_Default :furnace_eff: NECB_Default :glass_door_cond: NECB_Default :glass_door_solar_trans: NECB_Default :ground_floor_cond: NECB_Default :ground_roof_cond: NECB_Default :ground_wall_cond: NECB_Default :lights_scale: NECB_Default :lights_type: NECB_Default :overhead_door_cond: NECB_Default :primary_heating_fuel: NaturalGas :pv_ground_azimuth_angle: NECB_Default :pv_ground_module_description: NECB_Default :pv_ground_tilt_angle: NECB_Default :pv_ground_total_area_pv_panels_m2: NECB_Default :pv_ground_type: NECB_Default :rotation_degrees: NECB_Default :run_annual_simulation: true :s3_bucket: '834599497928' :scale_x: NECB_Default :scale_y: NECB_Default :scale_z: NECB_Default :shw_eff: NECB_Default :skylight_cond: NECB_Default :skylight_solar_trans: NECB_Default :srr_set: NECB_Default :template: NECB2017 | 0 | TRUE | 1052.8767 |  | https://s3.console.aws.amazon.com/s3/buckets/834599497928?region=ca-central-1&prefix=sara.gilani/baseline-2021-03-24/6a87033d-ede6-4783-acf8-880bd0e50e61/output/05f71b60-64ac-4fd0-baa6-107f6afe98a5/ | 1.0.002 | 0 | 0 |  | 0 | 0 | tier_1 | 0
410 | 0 |  | NECB_Default | NECB_Default | NECB_Default | NECB_Default | NECB_Default | NECB_Default | NECB_Default | NECB_Default | RetailStripmall | NECB2015 | CAN_AB_Edmonton.Intl.AP.711230_CWEC2016.epw | NaturalGas | NECB_Default | NECB_Default | NECB_Default | NECB_Default | NECB_Default | NECB_Default | NECB_Default | NECB_Default | NECB_Default | NECB_Default | NECB_Default | NECB_Default | NECB_Default | NECB_Default | NECB_Default | NECB_Default | NECB_Default | NECB_Default | NECB_Default | NECB_Default | NECB_Default | NECB_Default | NECB_Default | NECB_Default | NECB_Default | NECB_Default | NECB_Default | aws_batch | 834599497928 | [5 empty] | baseline-2021-03-24 | 6a87033d-ede6-4783-acf8-880bd0e50e61 | TRUE | TRUE | bb98f21d-25e7-4d47-80f2-a247c6179a7f |  | 2090.32 | 3274.4664 | 32.5 | RetailStripmall |  |  | 5 | RetailStripmall | 1 |  | 1 | NECB2015 | 0.30241 | 10827.8493 | 228.0989 | 44.6299 | 123.4543 | 6.1901 | 638.1043 | 235.7311 | EDMONTON | ALBERTA | 103.9177 | 24.224 | 0 | 128.1417 | 9.8492 | 1.7282 | 0 | 11.5774 | 0 | 0.041376 | 0 | 0 | 0.47352 | 0.16884 | 0 | 0.46303 | 0.036162 | 0.22421 | 0.48004 | 0.002923 | 0.95356 | 0.017007 | 55.3446 | 136.2381 | Natural Gas | 32.5 | 0.757 | [5 empty] | 0.162 | 0.21 | 2.2 | 2.2 | 5 | Edmonton Intl AP | CAN | 23 | 5588 | 53.31 | -113.579 | 7a | 5120 | AB | CAN_AB_Edmonton.Intl.AP.711230_CWEC2016.epw | 0 | 0 | 0 | 0 | 35.55 | 435.6285 | 0.35319 | 0.00081075 | 129.09 | 0.1 | 2021-03-24 15:16:41 +0000 | eef80c06 | 0.2.11 | :adv_dx_units: NECB_Default :analysis_id: 6a87033d-ede6-4783-acf8-880bd0e50e61 :analysis_name: baseline-2021-03-24 :boiler_eff: NECB_Default :btap_batch_version: 1.0.002 :building_type: RetailStripmall :compute_environment: aws_batch :datapoint_id: bb98f21d-25e7-4d47-80f2-a247c6179a7f :daylighting_type: NECB_Default :dcv_type: NECB_Default :door_construction_cond: NECB_Default :ecm_system_name: NECB_Default :enable_costing: true :epw_file: CAN_AB_Edmonton.Intl.AP.711230_CWEC2016.epw :erv_package: NECB_Default :ext_floor_cond: NECB_Default :ext_roof_cond: NECB_Default :ext_wall_cond: NECB_Default :fdwr_set: NECB_Default :fixed_wind_solar_trans: NECB_Default :fixed_window_cond: NECB_Default :furnace_eff: NECB_Default :glass_door_cond: NECB_Default :glass_door_solar_trans: NECB_Default :ground_floor_cond: NECB_Default :ground_roof_cond: NECB_Default :ground_wall_cond: NECB_Default :lights_scale: NECB_Default :lights_type: NECB_Default :overhead_door_cond: NECB_Default :primary_heating_fuel: NaturalGas :pv_ground_azimuth_angle: NECB_Default :pv_ground_module_description: NECB_Default :pv_ground_tilt_angle: NECB_Default :pv_ground_total_area_pv_panels_m2: NECB_Default :pv_ground_type: NECB_Default :rotation_degrees: NECB_Default :run_annual_simulation: true :s3_bucket: '834599497928' :scale_x: NECB_Default :scale_y: NECB_Default :scale_z: NECB_Default :shw_eff: NECB_Default :skylight_cond: NECB_Default :skylight_solar_trans: NECB_Default :srr_set: NECB_Default :template: NECB2015 | 0 | TRUE | 1053.9988 |  | https://s3.console.aws.amazon.com/s3/buckets/834599497928?region=ca-central-1&prefix=sara.gilani/baseline-2021-03-24/6a87033d-ede6-4783-acf8-880bd0e50e61/output/bb98f21d-25e7-4d47-80f2-a247c6179a7f/ | 1.0.002 | 0 | 0 |  | 0 | 0 | tier_1 | 0
411 | 0 |  | NECB_Default | NECB_Default | NECB_Default | NECB_Default | NECB_Default | NECB_Default | NECB_Default | NECB_Default | RetailStripmall | NECB2017 | CAN_AB_Edmonton.Intl.AP.711230_CWEC2016.epw | NaturalGas | NECB_Default | NECB_Default | NECB_Default | NECB_Default | NECB_Default | NECB_Default | NECB_Default | NECB_Default | NECB_Default | NECB_Default | NECB_Default | NECB_Default | NECB_Default | NECB_Default | NECB_Default | NECB_Default | NECB_Default | NECB_Default | NECB_Default | NECB_Default | NECB_Default | NECB_Default | NECB_Default | NECB_Default | NECB_Default | NECB_Default | NECB_Default | aws_batch | 834599497928 | [5 empty] | baseline-2021-03-24 | 6a87033d-ede6-4783-acf8-880bd0e50e61 | TRUE | TRUE | fd16d682-ee62-4171-862d-ccd6a34cf95f |  | 2090.32 | 3274.4664 | 32.5 | RetailStripmall |  |  | 2 | RetailStripmall | 1 |  | 1 | NECB2017 | 0.30241 | 10827.8493 | 233.2966 | 40.8839 | 123.4543 | 6.1901 | 625.803 | 221.9781 | EDMONTON | ALBERTA | 88.8279 | 16.4606 | 0 | 105.2884 | 8.419 | 1.1743 | 0 | 9.5933 | 0 | 0.033067 | 0 | 0 | 0.40476 | 0.1373 | 0.006377 | 0.30919 | 0.036162 | 0.18943 | 0.3262 | 0.0024207 | 0.73096 | 0.017012 | 45.287 | 132.8094 | Natural Gas | 32.5 | 0.757 | [5 empty] | 0.138 | 0.21 | 1.9 | 1.9 | 2 | Edmonton Intl AP | CAN | 23 | 5588 | 53.31 | -113.579 | 7a | 5120 | AB | CAN_AB_Edmonton.Intl.AP.711230_CWEC2016.epw | 0 | 0 | 0 | 0 | 35.56 | 435.6285 | 0.35319 | 0.00081075 | 129.09 | 0.1 | 2021-03-24 15:16:47 +0000 | eef80c06 | 0.2.11 | :adv_dx_units: NECB_Default :analysis_id: 6a87033d-ede6-4783-acf8-880bd0e50e61 :analysis_name: baseline-2021-03-24 :boiler_eff: NECB_Default :btap_batch_version: 1.0.002 :building_type: RetailStripmall :compute_environment: aws_batch :datapoint_id: fd16d682-ee62-4171-862d-ccd6a34cf95f :daylighting_type: NECB_Default :dcv_type: NECB_Default :door_construction_cond: NECB_Default :ecm_system_name: NECB_Default :enable_costing: true :epw_file: CAN_AB_Edmonton.Intl.AP.711230_CWEC2016.epw :erv_package: NECB_Default :ext_floor_cond: NECB_Default :ext_roof_cond: NECB_Default :ext_wall_cond: NECB_Default :fdwr_set: NECB_Default :fixed_wind_solar_trans: NECB_Default :fixed_window_cond: NECB_Default :furnace_eff: NECB_Default :glass_door_cond: NECB_Default :glass_door_solar_trans: NECB_Default :ground_floor_cond: NECB_Default :ground_roof_cond: NECB_Default :ground_wall_cond: NECB_Default :lights_scale: NECB_Default :lights_type: NECB_Default :overhead_door_cond: NECB_Default :primary_heating_fuel: NaturalGas :pv_ground_azimuth_angle: NECB_Default :pv_ground_module_description: NECB_Default :pv_ground_tilt_angle: NECB_Default :pv_ground_total_area_pv_panels_m2: NECB_Default :pv_ground_type: NECB_Default :rotation_degrees: NECB_Default :run_annual_simulation: true :s3_bucket: '834599497928' :scale_x: NECB_Default :scale_y: NECB_Default :scale_z: NECB_Default :shw_eff: NECB_Default :skylight_cond: NECB_Default :skylight_solar_trans: NECB_Default :srr_set: NECB_Default :template: NECB2017 | 0 | TRUE | 1053.4801 |  | https://s3.console.aws.amazon.com/s3/buckets/834599497928?region=ca-central-1&prefix=sara.gilani/baseline-2021-03-24/6a87033d-ede6-4783-acf8-880bd0e50e61/output/fd16d682-ee62-4171-862d-ccd6a34cf95f/ | 1.0.002 | 0 | 0 |  | 0 | 0 | tier_1 | 0
412 | 0 |  | NECB_Default | NECB_Default | NECB_Default | NECB_Default | NECB_Default | NECB_Default | NECB_Default | NECB_Default | RetailStripmall | NECB2011 | CAN_QC_Montreal-Trudeau.Intl.AP.716270_CWEC2016.epw | NaturalGas | NECB_Default | NECB_Default | NECB_Default | NECB_Default | NECB_Default | NECB_Default | NECB_Default | NECB_Default | NECB_Default | NECB_Default | NECB_Default | NECB_Default | NECB_Default | NECB_Default | NECB_Default | NECB_Default | NECB_Default | NECB_Default | NECB_Default | NECB_Default | NECB_Default | NECB_Default | NECB_Default | NECB_Default | NECB_Default | NECB_Default | NECB_Default | aws_batch | 834599497928 | [5 empty] | baseline-2021-03-24 | 6a87033d-ede6-4783-acf8-880bd0e50e61 | TRUE | TRUE | 17fb3124-1054-46e0-ab97-933ed5311a4e |  | 2090.32 | 3274.4664 | 37.3 | RetailStripmall |  |  | 5 | RetailStripmall | 1 |  | 1 | NECB2011 | 0.30241 | 10827.8493 | 222.6044 | 47.5908 | 112.7258 | 6.1581 | 622.4576 | 233.3785 | MONTREAL | QUEBEC | 0.2068 | 19.8117 | 0 | 20.0185 | 13.1713 | 5.1895 | 0 | 18.3608 | 0 | 0.079275 | 0 | 0 | 0.53217 | 0.16072 | 0 | 0.38594 | 0.035196 | 0.25482 | 0.40104 | 0.0021528 | 0.93321 | 0.015108 | 65.4469 | 125.4034 | Natural Gas | 37.3 | 0.757 | [5 empty] | 0.183 | 0.247 | 2.2 | 2.2 | 5 | Montreal-Trudeau Intl AP | CAN | 323 | 4090 | 45.471 | -73.741 | 6 | 4400 | QC | CAN_QC_Montreal-Trudeau.Intl.AP.716270_CWEC2016.epw | 0 | 0 | 0 | 0 | 31.58 | 435.9193 | 0.33705 | 0.00077318 | 123.19 | 0.1 | 2021-03-24 15:16:34 +0000 | eef80c06 | 0.2.11 | :adv_dx_units: NECB_Default :analysis_id: 6a87033d-ede6-4783-acf8-880bd0e50e61 :analysis_name: baseline-2021-03-24 :boiler_eff: NECB_Default :btap_batch_version: 1.0.002 :building_type: RetailStripmall :compute_environment: aws_batch :datapoint_id: 17fb3124-1054-46e0-ab97-933ed5311a4e :daylighting_type: NECB_Default :dcv_type: NECB_Default :door_construction_cond: NECB_Default :ecm_system_name: NECB_Default :enable_costing: true :epw_file: CAN_QC_Montreal-Trudeau.Intl.AP.716270_CWEC2016.epw :erv_package: NECB_Default :ext_floor_cond: NECB_Default :ext_roof_cond: NECB_Default :ext_wall_cond: NECB_Default :fdwr_set: NECB_Default :fixed_wind_solar_trans: NECB_Default :fixed_window_cond: NECB_Default :furnace_eff: NECB_Default :glass_door_cond: NECB_Default :glass_door_solar_trans: NECB_Default :ground_floor_cond: NECB_Default :ground_roof_cond: NECB_Default :ground_wall_cond: NECB_Default :lights_scale: NECB_Default :lights_type: NECB_Default :overhead_door_cond: NECB_Default :primary_heating_fuel: NaturalGas :pv_ground_azimuth_angle: NECB_Default :pv_ground_module_description: NECB_Default :pv_ground_tilt_angle: NECB_Default :pv_ground_total_area_pv_panels_m2: NECB_Default :pv_ground_type: NECB_Default :rotation_degrees: NECB_Default :run_annual_simulation: true :s3_bucket: '834599497928' :scale_x: NECB_Default :scale_y: NECB_Default :scale_z: NECB_Default :shw_eff: NECB_Default :skylight_cond: NECB_Default :skylight_solar_trans: NECB_Default :srr_set: NECB_Default :template: NECB2011 | 0 | TRUE | 1055.3282 |  | https://s3.console.aws.amazon.com/s3/buckets/834599497928?region=ca-central-1&prefix=sara.gilani/baseline-2021-03-24/6a87033d-ede6-4783-acf8-880bd0e50e61/output/17fb3124-1054-46e0-ab97-933ed5311a4e/ | 1.0.002 | 0 | 0 |  | 0 | 0 | tier_1 | 0
413 | 0 |  | NECB_Default | NECB_Default | NECB_Default | NECB_Default | NECB_Default | NECB_Default | NECB_Default | NECB_Default | RetailStripmall | NECB2017 | CAN_BC_Vancouver.Intl.AP.718920_CWEC2016.epw | NaturalGas | NECB_Default | NECB_Default | NECB_Default | NECB_Default | NECB_Default | NECB_Default | NECB_Default | NECB_Default | NECB_Default | NECB_Default | NECB_Default | NECB_Default | NECB_Default | NECB_Default | NECB_Default | NECB_Default | NECB_Default | NECB_Default | NECB_Default | NECB_Default | NECB_Default | NECB_Default | NECB_Default | NECB_Default | NECB_Default | NECB_Default | NECB_Default | aws_batch | 834599497928 | [5 empty] | baseline-2021-03-24 | 6a87033d-ede6-4783-acf8-880bd0e50e61 | TRUE | TRUE | 9184ec5a-d43a-4a2c-a350-a5d6b4650e3d |  | 2090.32 | 3274.4664 | 40 | RetailStripmall |  |  | 2 | RetailStripmall | 1 |  | 1 | NECB2017 | 0.30241 | 10827.8493 | 214.8334 | 34.114 | 109.3005 | 5.9542 | 556.9335 | 192.7313 | VANCOUVER | BRITISH COLUMBIA | 1.1253 | 11.7414 | 0 | 12.8667 | 11.2377 | 2.6341 | 0 | 13.8718 | 0 | 0.03267 | 0 | 0 | 0.39709 | 0.13737 | 0 | 0.21792 | 0.036162 | 0.18943 | 0.2329 | 0.0014591 | 0.62999 | 0.014974 | 44.4435 | 72.0493 | Natural Gas | 40 | 0.757 | [5 empty] | 0.193 | 0.315 | 2.1 | 2.1 | 2 | Vancouver Intl AP | CAN | 42 | 2797 | 49.195 | -123.184 | 4 | 2800 | BC | CAN_BC_Vancouver.Intl.AP.718920_CWEC2016.epw | 0 | 0 | 0 | 0 | 31.3 | 435.6285 | 0.35319 | 0.00081075 | 129.09 | 0.1 | 2021-03-24 15:16:39 +0000 | eef80c06 | 0.2.11 | :adv_dx_units: NECB_Default :analysis_id: 6a87033d-ede6-4783-acf8-880bd0e50e61 :analysis_name: baseline-2021-03-24 :boiler_eff: NECB_Default :btap_batch_version: 1.0.002 :building_type: RetailStripmall :compute_environment: aws_batch :datapoint_id: 9184ec5a-d43a-4a2c-a350-a5d6b4650e3d :daylighting_type: NECB_Default :dcv_type: NECB_Default :door_construction_cond: NECB_Default :ecm_system_name: NECB_Default :enable_costing: true :epw_file: CAN_BC_Vancouver.Intl.AP.718920_CWEC2016.epw :erv_package: NECB_Default :ext_floor_cond: NECB_Default :ext_roof_cond: NECB_Default :ext_wall_cond: NECB_Default :fdwr_set: NECB_Default :fixed_wind_solar_trans: NECB_Default :fixed_window_cond: NECB_Default :furnace_eff: NECB_Default :glass_door_cond: NECB_Default :glass_door_solar_trans: NECB_Default :ground_floor_cond: NECB_Default :ground_roof_cond: NECB_Default :ground_wall_cond: NECB_Default :lights_scale: NECB_Default :lights_type: NECB_Default :overhead_door_cond: NECB_Default :primary_heating_fuel: NaturalGas :pv_ground_azimuth_angle: NECB_Default :pv_ground_module_description: NECB_Default :pv_ground_tilt_angle: NECB_Default :pv_ground_total_area_pv_panels_m2: NECB_Default :pv_ground_type: NECB_Default :rotation_degrees: NECB_Default :run_annual_simulation: true :s3_bucket: '834599497928' :scale_x: NECB_Default :scale_y: NECB_Default :scale_z: NECB_Default :shw_eff: NECB_Default :skylight_cond: NECB_Default :skylight_solar_trans: NECB_Default :srr_set: NECB_Default :template: NECB2017 | 0 | TRUE | 1054.1732 |  | https://s3.console.aws.amazon.com/s3/buckets/834599497928?region=ca-central-1&prefix=sara.gilani/baseline-2021-03-24/6a87033d-ede6-4783-acf8-880bd0e50e61/output/9184ec5a-d43a-4a2c-a350-a5d6b4650e3d/ | 1.0.002 | 0 | 0 |  | 0 | 0 | tier_1 | 0
414 | 0 |  | NECB_Default | NECB_Default | NECB_Default | NECB_Default | NECB_Default | NECB_Default | NECB_Default | NECB_Default | RetailStripmall | NECB2017 | CAN_QC_Montreal-Trudeau.Intl.AP.716270_CWEC2016.epw | NaturalGas | NECB_Default | NECB_Default | NECB_Default | NECB_Default | NECB_Default | NECB_Default | NECB_Default | NECB_Default | NECB_Default | NECB_Default | NECB_Default | NECB_Default | NECB_Default | NECB_Default | NECB_Default | NECB_Default | NECB_Default | NECB_Default | NECB_Default | NECB_Default | NECB_Default | NECB_Default | NECB_Default | NECB_Default | NECB_Default | NECB_Default | NECB_Default | aws_batch | 834599497928 | [5 empty] | baseline-2021-03-24 | 6a87033d-ede6-4783-acf8-880bd0e50e61 | TRUE | TRUE | de389c97-1549-48b7-a36a-41aa571182f9 |  | 2090.32 | 3274.4664 | 37.3 | RetailStripmall |  |  | 2 | RetailStripmall | 1 |  | 1 | NECB2017 | 0.30241 | 10827.8493 | 229.6382 | 44.478 | 112.7258 | 6.1581 | 611.3798 | 218.3797 | MONTREAL | QUEBEC | 0.16556 | 14.5165 | 0 | 14.682 | 10.5446 | 3.8025 | 0 | 14.3471 | 0 | 0.062957 | 0 | 0 | 0.42604 | 0.12744 | 0.0079844 | 0.27813 | 0.036162 | 0.18943 | 0.29385 | 0.0020715 | 0.7199 | 0.015725 | 52.5698 | 124.6446 | Natural Gas | 37.3 | 0.757 | [5 empty] | 0.156 | 0.247 | 1.9 | 1.9 | 2 | Montreal-Trudeau Intl AP | CAN | 323 | 4090 | 45.471 | -73.741 | 6 | 4400 | QC | CAN_QC_Montreal-Trudeau.Intl.AP.716270_CWEC2016.epw | 0 | 0 | 0 | 0 | 32.87 | 435.6285 | 0.35319 | 0.00081075 | 129.09 | 0.1 | 2021-03-24 15:16:45 +0000 | eef80c06 | 0.2.11 | :adv_dx_units: NECB_Default :analysis_id: 6a87033d-ede6-4783-acf8-880bd0e50e61 :analysis_name: baseline-2021-03-24 :boiler_eff: NECB_Default :btap_batch_version: 1.0.002 :building_type: RetailStripmall :compute_environment: aws_batch :datapoint_id: de389c97-1549-48b7-a36a-41aa571182f9 :daylighting_type: NECB_Default :dcv_type: NECB_Default :door_construction_cond: NECB_Default :ecm_system_name: NECB_Default :enable_costing: true :epw_file: CAN_QC_Montreal-Trudeau.Intl.AP.716270_CWEC2016.epw :erv_package: NECB_Default :ext_floor_cond: NECB_Default :ext_roof_cond: NECB_Default :ext_wall_cond: NECB_Default :fdwr_set: NECB_Default :fixed_wind_solar_trans: NECB_Default :fixed_window_cond: NECB_Default :furnace_eff: NECB_Default :glass_door_cond: NECB_Default :glass_door_solar_trans: NECB_Default :ground_floor_cond: NECB_Default :ground_roof_cond: NECB_Default :ground_wall_cond: NECB_Default :lights_scale: NECB_Default :lights_type: NECB_Default :overhead_door_cond: NECB_Default :primary_heating_fuel: NaturalGas :pv_ground_azimuth_angle: NECB_Default :pv_ground_module_description: NECB_Default :pv_ground_tilt_angle: NECB_Default :pv_ground_total_area_pv_panels_m2: NECB_Default :pv_ground_type: NECB_Default :rotation_degrees: NECB_Default :run_annual_simulation: true :s3_bucket: '834599497928' :scale_x: NECB_Default :scale_y: NECB_Default :scale_z: NECB_Default :shw_eff: NECB_Default :skylight_cond: NECB_Default :skylight_solar_trans: NECB_Default :srr_set: NECB_Default :template: NECB2017 | 0 | TRUE | 1054.4558 |  | https://s3.console.aws.amazon.com/s3/buckets/834599497928?region=ca-central-1&prefix=sara.gilani/baseline-2021-03-24/6a87033d-ede6-4783-acf8-880bd0e50e61/output/de389c97-1549-48b7-a36a-41aa571182f9/ | 1.0.002 | 0 | 0 |  | 0 | 0 | tier_1 | 0
415 | 0 |  | NECB_Default | NECB_Default | NECB_Default | NECB_Default | NECB_Default | NECB_Default | NECB_Default | NECB_Default | RetailStripmall | NECB2017 | CAN_AB_Calgary.Intl.AP.718770_CWEC2016.epw | Electricity | NECB_Default | NECB_Default | NECB_Default | NECB_Default | NECB_Default | NECB_Default | NECB_Default | NECB_Default | NECB_Default | NECB_Default | NECB_Default | NECB_Default | NECB_Default | NECB_Default | NECB_Default | NECB_Default | NECB_Default | NECB_Default | NECB_Default | NECB_Default | NECB_Default | NECB_Default | NECB_Default | NECB_Default | NECB_Default | NECB_Default | NECB_Default | aws_batch | 834599497928 | [5 empty] | baseline-2021-03-24 | 6a87033d-ede6-4783-acf8-880bd0e50e61 | TRUE | TRUE | e2f1904c-b961-4e49-8246-f80f23337be8 |  | 2090.32 | 3274.4664 | 33.3 | RetailStripmall |  |  | 2 | RetailStripmall | 1 |  | 1 | NECB2017 | 0.30241 | 10827.8493 | 232.5694 | 12.7953 | 122.1509 | 6.4739 | 624.6641 | 250.6746 | CALGARY | ALBERTA | 133.0801 | 0 | 0 | 133.0801 | 12.6132 | 0 | 0 | 12.6132 | 0 | 0.033387 | 0 | 0 | 0.6064 | 0.14472 | 0.0052528 | 0.18371 | 0.036162 | 0.18943 | 0 | 0 | 0.6064 | 0.013735 | 104.2021 | 0 | Electricity | 33.3 | 0.757 | [5 empty] | 0.138 | 0.21 | 1.9 | 1.9 | 2 | Calgary Intl AP | CAN | 64 | 4781 | 51.114 | -114.02 | 7a | 5000 | AB | CAN_AB_Calgary.Intl.AP.718770_CWEC2016.epw | 0 | 0.07855 | 0.00018031 | 28.71 | 0 | 435.6285 | 0.35319 | 0.00081075 | 129.09 | 0.1 | 2021-03-24 15:16:40 +0000 | eef80c06 | 0.2.11 | :adv_dx_units: NECB_Default :analysis_id: 6a87033d-ede6-4783-acf8-880bd0e50e61 :analysis_name: baseline-2021-03-24 :boiler_eff: NECB_Default :btap_batch_version: 1.0.002 :building_type: RetailStripmall :compute_environment: aws_batch :datapoint_id: e2f1904c-b961-4e49-8246-f80f23337be8 :daylighting_type: NECB_Default :dcv_type: NECB_Default :door_construction_cond: NECB_Default :ecm_system_name: NECB_Default :enable_costing: true :epw_file: CAN_AB_Calgary.Intl.AP.718770_CWEC2016.epw :erv_package: NECB_Default :ext_floor_cond: NECB_Default :ext_roof_cond: NECB_Default :ext_wall_cond: NECB_Default :fdwr_set: NECB_Default :fixed_wind_solar_trans: NECB_Default :fixed_window_cond: NECB_Default :furnace_eff: NECB_Default :glass_door_cond: NECB_Default :glass_door_solar_trans: NECB_Default :ground_floor_cond: NECB_Default :ground_roof_cond: NECB_Default :ground_wall_cond: NECB_Default :lights_scale: NECB_Default :lights_type: NECB_Default :overhead_door_cond: NECB_Default :primary_heating_fuel: Electricity :pv_ground_azimuth_angle: NECB_Default :pv_ground_module_description: NECB_Default :pv_ground_tilt_angle: NECB_Default :pv_ground_total_area_pv_panels_m2: NECB_Default :pv_ground_type: NECB_Default :rotation_degrees: NECB_Default :run_annual_simulation: true :s3_bucket: '834599497928' :scale_x: NECB_Default :scale_y: NECB_Default :scale_z: NECB_Default :shw_eff: NECB_Default :skylight_cond: NECB_Default :skylight_solar_trans: NECB_Default :srr_set: NECB_Default :template: NECB2017 | 0 | TRUE | 1054.7277 |  | https://s3.console.aws.amazon.com/s3/buckets/834599497928?region=ca-central-1&prefix=sara.gilani/baseline-2021-03-24/6a87033d-ede6-4783-acf8-880bd0e50e61/output/e2f1904c-b961-4e49-8246-f80f23337be8/ | 1.0.002 | 0 | 0 |  | 0 | 0 | tier_1 | 0
416 | 0 |  | NECB_Default | NECB_Default | NECB_Default | NECB_Default | NECB_Default | NECB_Default | NECB_Default | NECB_Default | RetailStripmall | NECB2017 | CAN_NS_Halifax.Dockyard.713280_CWEC2016.epw | Electricity | NECB_Default | NECB_Default | NECB_Default | NECB_Default | NECB_Default | NECB_Default | NECB_Default | NECB_Default | NECB_Default | NECB_Default | NECB_Default | NECB_Default | NECB_Default | NECB_Default | NECB_Default | NECB_Default | NECB_Default | NECB_Default | NECB_Default | NECB_Default | NECB_Default | NECB_Default | NECB_Default | NECB_Default | NECB_Default | NECB_Default | NECB_Default | aws_batch | 834599497928 | [5 empty] | baseline-2021-03-24 | 6a87033d-ede6-4783-acf8-880bd0e50e61 | TRUE | TRUE | 3dee66ff-1bf1-49cf-8ca3-d04d49c6c454 |  | 2090.32 | 3274.4664 | 40 | RetailStripmall |  |  | 2 | RetailStripmall | 1 |  | 1 | NECB2017 | 0.30241 | 10827.8493 | 198.7843 | 10.8715 | 108.5432 | 6.2647 | 557.7538 | 233.29 | HALIFAX | NOVA SCOTIA | 114.6028 | 0 | 0 | 114.6028 | 22.4757 | 0 | 0 | 22.4757 | 0 | 0.03366 | 0 | 0 | 0.56514 | 0.13624 | 0.0056116 | 0.15101 | 0.036162 | 0.18943 | 0 | 0 | 0.56514 | 0.013027 | 74.1339 | 0 | Electricity | 40 | 0.757 | [5 empty] | 0.156 | 0.247 | 1.9 | 1.9 | 2 | Halifax Dockyard | CAN | 112 | 3647 | 44.655 | -63.577 | 6 | 4000 | NS | CAN_NS_Halifax.Dockyard.713280_CWEC2016.epw | 0 | 0.074501 | 0.00017102 | 27.23 | 0 | 435.6285 | 0.35319 | 0.00081075 | 129.09 | 0.1 | 2021-03-24 15:16:41 +0000 | eef80c06 | 0.2.11 | :adv_dx_units: NECB_Default :analysis_id: 6a87033d-ede6-4783-acf8-880bd0e50e61 :analysis_name: baseline-2021-03-24 :boiler_eff: NECB_Default :btap_batch_version: 1.0.002 :building_type: RetailStripmall :compute_environment: aws_batch :datapoint_id: 3dee66ff-1bf1-49cf-8ca3-d04d49c6c454 :daylighting_type: NECB_Default :dcv_type: NECB_Default :door_construction_cond: NECB_Default :ecm_system_name: NECB_Default :enable_costing: true :epw_file: CAN_NS_Halifax.Dockyard.713280_CWEC2016.epw :erv_package: NECB_Default :ext_floor_cond: NECB_Default :ext_roof_cond: NECB_Default :ext_wall_cond: NECB_Default :fdwr_set: NECB_Default :fixed_wind_solar_trans: NECB_Default :fixed_window_cond: NECB_Default :furnace_eff: NECB_Default :glass_door_cond: NECB_Default :glass_door_solar_trans: NECB_Default :ground_floor_cond: NECB_Default :ground_roof_cond: NECB_Default :ground_wall_cond: NECB_Default :lights_scale: NECB_Default :lights_type: NECB_Default :overhead_door_cond: NECB_Default :primary_heating_fuel: Electricity :pv_ground_azimuth_angle: NECB_Default :pv_ground_module_description: NECB_Default :pv_ground_tilt_angle: NECB_Default :pv_ground_total_area_pv_panels_m2: NECB_Default :pv_ground_type: NECB_Default :rotation_degrees: NECB_Default :run_annual_simulation: true :s3_bucket: '834599497928' :scale_x: NECB_Default :scale_y: NECB_Default :scale_z: NECB_Default :shw_eff: NECB_Default :skylight_cond: NECB_Default :skylight_solar_trans: NECB_Default :srr_set: NECB_Default :template: NECB2017 | 0 | TRUE | 1055.2504 |  | https://s3.console.aws.amazon.com/s3/buckets/834599497928?region=ca-central-1&prefix=sara.gilani/baseline-2021-03-24/6a87033d-ede6-4783-acf8-880bd0e50e61/output/3dee66ff-1bf1-49cf-8ca3-d04d49c6c454/ | 1.0.002 | 0 | 0 |  | 0 | 0 | tier_1 | 0
417 | 0 |  | NECB_Default | NECB_Default | NECB_Default | NECB_Default | NECB_Default | NECB_Default | NECB_Default | NECB_Default | RetailStripmall | NECB2017 | CAN_BC_Vancouver.Intl.AP.718920_CWEC2016.epw | Electricity | NECB_Default | NECB_Default | NECB_Default | NECB_Default | NECB_Default | NECB_Default | NECB_Default | NECB_Default | NECB_Default | NECB_Default | NECB_Default | NECB_Default | NECB_Default | NECB_Default | NECB_Default | NECB_Default | NECB_Default | NECB_Default | NECB_Default | NECB_Default | NECB_Default | NECB_Default | NECB_Default | NECB_Default | NECB_Default | NECB_Default | NECB_Default | aws_batch | 834599497928 | [5 empty] | baseline-2021-03-24 | 6a87033d-ede6-4783-acf8-880bd0e50e61 | TRUE | TRUE | e366b225-b124-46de-9974-597db1305810 |  | 2090.32 | 3274.4664 | 40 | RetailStripmall |  |  | 2 | RetailStripmall | 1 |  | 1 | NECB2017 | 0.30241 | 10827.8493 | 214.8334 | 9.8328 | 109.3005 | 6.3268 | 555.0836 | 214.79 | VANCOUVER | BRITISH COLUMBIA | 1.606 | 0 | 0 | 1.606 | 16.0371 | 0 | 0 | 16.0371 | 0 | 0.032019 | 0 | 0 | 0.56668 | 0.13729 | 0 | 0.15927 | 0.036162 | 0.18943 | 0 | 0 | 0.56668 | 0.012515 | 76.8922 | 0 | Electricity | 40 | 0.757 | [5 empty] | 0.193 | 0.315 | 2.1 | 2.1 | 2 | Vancouver Intl AP | CAN | 42 | 2797 | 49.195 | -123.184 | 4 | 2800 | BC | CAN_BC_Vancouver.Intl.AP.718920_CWEC2016.epw | 0 | 0.071573 | 0.0001643 | 26.16 | 0 | 435.6285 | 0.35319 | 0.00081075 | 129.09 | 0.1 | 2021-03-24 15:16:36 +0000 | eef80c06 | 0.2.11 | :adv_dx_units: NECB_Default :analysis_id: 6a87033d-ede6-4783-acf8-880bd0e50e61 :analysis_name: baseline-2021-03-24 :boiler_eff: NECB_Default :btap_batch_version: 1.0.002 :building_type: RetailStripmall :compute_environment: aws_batch :datapoint_id: e366b225-b124-46de-9974-597db1305810 :daylighting_type: NECB_Default :dcv_type: NECB_Default :door_construction_cond: NECB_Default :ecm_system_name: NECB_Default :enable_costing: true :epw_file: CAN_BC_Vancouver.Intl.AP.718920_CWEC2016.epw :erv_package: NECB_Default :ext_floor_cond: NECB_Default :ext_roof_cond: NECB_Default :ext_wall_cond: NECB_Default :fdwr_set: NECB_Default :fixed_wind_solar_trans: NECB_Default :fixed_window_cond: NECB_Default :furnace_eff: NECB_Default :glass_door_cond: NECB_Default :glass_door_solar_trans: NECB_Default :ground_floor_cond: NECB_Default :ground_roof_cond: NECB_Default :ground_wall_cond: NECB_Default :lights_scale: NECB_Default :lights_type: NECB_Default :overhead_door_cond: NECB_Default :primary_heating_fuel: Electricity :pv_ground_azimuth_angle: NECB_Default :pv_ground_module_description: NECB_Default :pv_ground_tilt_angle: NECB_Default :pv_ground_total_area_pv_panels_m2: NECB_Default :pv_ground_type: NECB_Default :rotation_degrees: NECB_Default :run_annual_simulation: true :s3_bucket: '834599497928' :scale_x: NECB_Default :scale_y: NECB_Default :scale_z: NECB_Default :shw_eff: NECB_Default :skylight_cond: NECB_Default :skylight_solar_trans: NECB_Default :srr_set: NECB_Default :template: NECB2017 | 0 | TRUE | 1057.0477 |  | https://s3.console.aws.amazon.com/s3/buckets/834599497928?region=ca-central-1&prefix=sara.gilani/baseline-2021-03-24/6a87033d-ede6-4783-acf8-880bd0e50e61/output/e366b225-b124-46de-9974-597db1305810/ | 1.0.002 | 0 | 0 |  | 0 | 0 | tier_1 | 0
418 | 0 |  | NECB_Default | NECB_Default | NECB_Default | NECB_Default | NECB_Default | NECB_Default | NECB_Default | NECB_Default | RetailStandalone | NECB2015 | CAN_AB_Edmonton.Intl.AP.711230_CWEC2016.epw | NaturalGas | NECB_Default | NECB_Default | NECB_Default | NECB_Default | NECB_Default | NECB_Default | NECB_Default | NECB_Default | NECB_Default | NECB_Default | NECB_Default | NECB_Default | NECB_Default | NECB_Default | NECB_Default | NECB_Default | NECB_Default | NECB_Default | NECB_Default | NECB_Default | NECB_Default | NECB_Default | NECB_Default | NECB_Default | NECB_Default | NECB_Default | NECB_Default | aws_batch | 834599497928 | [5 empty] | baseline-2021-03-24 | 6a87033d-ede6-4783-acf8-880bd0e50e61 | TRUE | TRUE | 532de077-7c5c-4108-a92b-331d0f73efb5 |  | 2293.99 | 3471.0086 | 32.5 | RetailStandalone |  |  | 5 | RetailStandalone | 1 |  | 1 | NECB2015 | 0.24821 | 13984.1807 | 218.7585 | 38.6897 | 113.5275 | 4.9749 | 577.7676 | 201.8171 | EDMONTON | ALBERTA | 92.9666 | 20.6566 | 0 | 113.6233 | 8.8113 | 1.4737 | 0 | 10.285 | 0 | 0.039773 | 0 | 0 | 0.42362 | 0.14201 | 0 | 0.39527 | 0.032271 | 0.20616 | 0.40936 | 0.0034045 | 0.83298 | 0.014089 | 49.4406 | 117.2983 | Natural Gas | 32.5 | 0.757 | [5 empty] | 0.162 | 0.21 | 2.2 | 2.2 | 5 | Edmonton Intl AP | CAN | 23 | 5588 | 53.31 | -113.579 | 7a | 5120 | AB | CAN_AB_Edmonton.Intl.AP.711230_CWEC2016.epw | 0 | 0 | 0 | 0 | 32.32 | 68.4249 | 0.3214 | 0.0046971 | 117.47 | 0.1 | 2021-03-24 15:16:35 +0000 | eef80c06 | 0.2.11 | :adv_dx_units: NECB_Default :analysis_id: 6a87033d-ede6-4783-acf8-880bd0e50e61 :analysis_name: baseline-2021-03-24 :boiler_eff: NECB_Default :btap_batch_version: 1.0.002 :building_type: RetailStandalone :compute_environment: aws_batch :datapoint_id: 532de077-7c5c-4108-a92b-331d0f73efb5 :daylighting_type: NECB_Default :dcv_type: NECB_Default :door_construction_cond: NECB_Default :ecm_system_name: NECB_Default :enable_costing: true :epw_file: CAN_AB_Edmonton.Intl.AP.711230_CWEC2016.epw :erv_package: NECB_Default :ext_floor_cond: NECB_Default :ext_roof_cond: NECB_Default :ext_wall_cond: NECB_Default :fdwr_set: NECB_Default :fixed_wind_solar_trans: NECB_Default :fixed_window_cond: NECB_Default :furnace_eff: NECB_Default :glass_door_cond: NECB_Default :glass_door_solar_trans: NECB_Default :ground_floor_cond: NECB_Default :ground_roof_cond: NECB_Default :ground_wall_cond: NECB_Default :lights_scale: NECB_Default :lights_type: NECB_Default :overhead_door_cond: NECB_Default :primary_heating_fuel: NaturalGas :pv_ground_azimuth_angle: NECB_Default :pv_ground_module_description: NECB_Default :pv_ground_tilt_angle: NECB_Default :pv_ground_total_area_pv_panels_m2: NECB_Default :pv_ground_type: NECB_Default :rotation_degrees: NECB_Default :run_annual_simulation: true :s3_bucket: '834599497928' :scale_x: NECB_Default :scale_y: NECB_Default :scale_z: NECB_Default :shw_eff: NECB_Default :skylight_cond: NECB_Default :skylight_solar_trans: NECB_Default :srr_set: NECB_Default :template: NECB2015 | 0 | TRUE | 1059.7248 |  | https://s3.console.aws.amazon.com/s3/buckets/834599497928?region=ca-central-1&prefix=sara.gilani/baseline-2021-03-24/6a87033d-ede6-4783-acf8-880bd0e50e61/output/532de077-7c5c-4108-a92b-331d0f73efb5/ | 1.0.002 | 0 | 0 |  | 0 | 0 | tier_1 | 0
419 | 0 |  | NECB_Default | NECB_Default | NECB_Default | NECB_Default | NECB_Default | NECB_Default | NECB_Default | NECB_Default | RetailStandalone | NECB2017 | CAN_AB_Edmonton.Intl.AP.711230_CWEC2016.epw | Electricity | NECB_Default | NECB_Default | NECB_Default | NECB_Default | NECB_Default | NECB_Default | NECB_Default | NECB_Default | NECB_Default | NECB_Default | NECB_Default | NECB_Default | NECB_Default | NECB_Default | NECB_Default | NECB_Default | NECB_Default | NECB_Default | NECB_Default | NECB_Default | NECB_Default | NECB_Default | NECB_Default | NECB_Default | NECB_Default | NECB_Default | NECB_Default | aws_batch | 834599497928 | [5 empty] | baseline-2021-03-24 | 6a87033d-ede6-4783-acf8-880bd0e50e61 | TRUE | TRUE | ac81ce64-c01e-4312-918b-a9d113c5f0bc |  | 2293.99 | 3471.0086 | 32.5 | RetailStandalone |  |  | 2 | RetailStandalone | 1 |  | 1 | NECB2017 | 0.24821 | 13984.1807 | 223.9462 | 11.9063 | 113.5275 | 5.6275 | 577.2985 | 222.291 | EDMONTON | ALBERTA | 123.1111 | 0 | 0 | 123.1111 | 11.6684 | 0 | 0 | 11.6684 | 0 | 0.031295 | 0 | 0 | 0.56098 | 0.11226 | 0.006238 | 0.1941 | 0.032271 | 0.17303 | 0 | 0 | 0.56098 | 0.011787 | 106.2621 | 0 | Electricity | 32.5 | 0.757 | [5 empty] | 0.138 | 0.21 | 1.9 | 1.9 | 2 | Edmonton Intl AP | CAN | 23 | 5588 | 53.31 | -113.579 | 7a | 5120 | AB | CAN_AB_Edmonton.Intl.AP.711230_CWEC2016.epw | 0 | 0.073981 | 0.0010812 | 27.04 | 0 | 68.4249 | 0.3214 | 0.0046971 | 117.47 | 0.1 | 2021-03-24 15:16:32 +0000 | eef80c06 | 0.2.11 | :adv_dx_units: NECB_Default :analysis_id: 6a87033d-ede6-4783-acf8-880bd0e50e61 :analysis_name: baseline-2021-03-24 :boiler_eff: NECB_Default :btap_batch_version: 1.0.002 :building_type: RetailStandalone :compute_environment: aws_batch :datapoint_id: ac81ce64-c01e-4312-918b-a9d113c5f0bc :daylighting_type: NECB_Default :dcv_type: NECB_Default :door_construction_cond: NECB_Default :ecm_system_name: NECB_Default :enable_costing: true :epw_file: CAN_AB_Edmonton.Intl.AP.711230_CWEC2016.epw :erv_package: NECB_Default :ext_floor_cond: NECB_Default :ext_roof_cond: NECB_Default :ext_wall_cond: NECB_Default :fdwr_set: NECB_Default :fixed_wind_solar_trans: NECB_Default :fixed_window_cond: NECB_Default :furnace_eff: NECB_Default :glass_door_cond: NECB_Default :glass_door_solar_trans: NECB_Default :ground_floor_cond: NECB_Default :ground_roof_cond: NECB_Default :ground_wall_cond: NECB_Default :lights_scale: NECB_Default :lights_type: NECB_Default :overhead_door_cond: NECB_Default :primary_heating_fuel: Electricity :pv_ground_azimuth_angle: NECB_Default :pv_ground_module_description: NECB_Default :pv_ground_tilt_angle: NECB_Default :pv_ground_total_area_pv_panels_m2: NECB_Default :pv_ground_type: NECB_Default :rotation_degrees: NECB_Default :run_annual_simulation: true :s3_bucket: '834599497928' :scale_x: NECB_Default :scale_y: NECB_Default :scale_z: NECB_Default :shw_eff: NECB_Default :skylight_cond: NECB_Default :skylight_solar_trans: NECB_Default :srr_set: NECB_Default :template: NECB2017 | 0 | TRUE | 1062.7337 |  | https://s3.console.aws.amazon.com/s3/buckets/834599497928?region=ca-central-1&prefix=sara.gilani/baseline-2021-03-24/6a87033d-ede6-4783-acf8-880bd0e50e61/output/ac81ce64-c01e-4312-918b-a9d113c5f0bc/ | 1.0.002 | 0 | 0 |  | 0 | 0 | tier_1 | 0
420 | 0 |  | NECB_Default | NECB_Default | NECB_Default | NECB_Default | NECB_Default | NECB_Default | NECB_Default | NECB_Default | MidriseApartment | NECB2011 | CAN_YT_Whitehorse.Intl.AP.719640_CWEC2016.epw | NaturalGas | NECB_Default | NECB_Default | NECB_Default | NECB_Default | NECB_Default | NECB_Default | NECB_Default | NECB_Default | NECB_Default | NECB_Default | NECB_Default | NECB_Default | NECB_Default | NECB_Default | NECB_Default | NECB_Default | NECB_Default | NECB_Default | NECB_Default | NECB_Default | NECB_Default | NECB_Default | NECB_Default | NECB_Default | NECB_Default | NECB_Default | NECB_Default | aws_batch | 834599497928 | [5 empty] | baseline-2021-03-24 | 6a87033d-ede6-4783-acf8-880bd0e50e61 | TRUE | TRUE | 46d249f8-cba3-4a50-828c-83857315f83f |  | 3134.61 | 2325.6934 | 22.8 | MidriseApartment |  |  | 5 | MidriseApartment | 4 |  | 4 | NECB2011 | 0.24343 | 9553.837 | 57.725 | 64.6424 | 23.871 | 4.7399 | 263.4606 | 112.4822 | WHITEHORSE | YUKON | 3.3918 | 21.8873 | 0 | 25.2791 | 7.7677 | 3.9895 | 0 | 11.7572 | 0 | 0.025968 | 0 | 0 | 0.21807 | 0.079283 | 0 | 0.32204 | 0.061175 | 0.042943 | 0.43985 | 0.0086996 | 0.65792 | 0.11782 | 19.2913 | 69.678 | Natural Gas | 22.8 | 0.757 | [5 empty] | 0.162 | 0.21 | 2.2 | 2.2 | 5 | Whitehorse Intl AP | CAN | 5 | 6491 | 60.709 | -135.069 | 7b | 6580 | YT | CAN_YT_Whitehorse.Intl.AP.719640_CWEC2016.epw | 0 | 0 | 0 | 0 | 369.31 | 66.401 | 3.3516 | 0.050475 | 1225 | 0.1 | 2021-03-24 15:18:18 +0000 | eef80c06 | 0.2.11 | :adv_dx_units: NECB_Default :analysis_id: 6a87033d-ede6-4783-acf8-880bd0e50e61 :analysis_name: baseline-2021-03-24 :boiler_eff: NECB_Default :btap_batch_version: 1.0.002 :building_type: MidriseApartment :compute_environment: aws_batch :datapoint_id: 46d249f8-cba3-4a50-828c-83857315f83f :daylighting_type: NECB_Default :dcv_type: NECB_Default :door_construction_cond: NECB_Default :ecm_system_name: NECB_Default :enable_costing: true :epw_file: CAN_YT_Whitehorse.Intl.AP.719640_CWEC2016.epw :erv_package: NECB_Default :ext_floor_cond: NECB_Default :ext_roof_cond: NECB_Default :ext_wall_cond: NECB_Default :fdwr_set: NECB_Default :fixed_wind_solar_trans: NECB_Default :fixed_window_cond: NECB_Default :furnace_eff: NECB_Default :glass_door_cond: NECB_Default :glass_door_solar_trans: NECB_Default :ground_floor_cond: NECB_Default :ground_roof_cond: NECB_Default :ground_wall_cond: NECB_Default :lights_scale: NECB_Default :lights_type: NECB_Default :overhead_door_cond: NECB_Default :primary_heating_fuel: NaturalGas :pv_ground_azimuth_angle: NECB_Default :pv_ground_module_description: NECB_Default :pv_ground_tilt_angle: NECB_Default :pv_ground_total_area_pv_panels_m2: NECB_Default :pv_ground_type: NECB_Default :rotation_degrees: NECB_Default :run_annual_simulation: true :s3_bucket: '834599497928' :scale_x: NECB_Default :scale_y: NECB_Default :scale_z: NECB_Default :shw_eff: NECB_Default :skylight_cond: NECB_Default :skylight_solar_trans: NECB_Default :srr_set: NECB_Default :template: NECB2011 | 0 | TRUE | 727.7348 |  | https://s3.console.aws.amazon.com/s3/buckets/834599497928?region=ca-central-1&prefix=sara.gilani/baseline-2021-03-24/6a87033d-ede6-4783-acf8-880bd0e50e61/output/46d249f8-cba3-4a50-828c-83857315f83f/ | 1.0.002 | 0 | 0 |  | 0 | 0 | tier_1 | 0
421 | 0 |  | NECB_Default | NECB_Default | NECB_Default | NECB_Default | NECB_Default | NECB_Default | NECB_Default | NECB_Default | MidriseApartment | NECB2011 | CAN_AB_Calgary.Intl.AP.718770_CWEC2016.epw | Electricity | NECB_Default | NECB_Default | NECB_Default | NECB_Default | NECB_Default | NECB_Default | NECB_Default | NECB_Default | NECB_Default | NECB_Default | NECB_Default | NECB_Default | NECB_Default | NECB_Default | NECB_Default | NECB_Default | NECB_Default | NECB_Default | NECB_Default | NECB_Default | NECB_Default | NECB_Default | NECB_Default | NECB_Default | NECB_Default | NECB_Default | NECB_Default | aws_batch | 834599497928 | [5 empty] | baseline-2021-03-24 | 6a87033d-ede6-4783-acf8-880bd0e50e61 | TRUE | TRUE | 8b5addc3-888e-4492-84c0-66b5b116ccc3 |  | 3134.61 | 2325.6934 | 33.3 | MidriseApartment |  |  | 5 | MidriseApartment | 4 |  | 4 | NECB2011 | 0.24343 | 9553.837 | 70.76 | 49.7064 | 26.8992 | 6.4234 | 252.7247 | 98.9357 | CALGARY | ALBERTA | 111.5543 | 0 | 0 | 111.5543 | 10.573 | 0 | 0 | 10.573 | 0 | 0.050204 | 0 | 0 | 0.50832 | 0.086732 | 0 | 0.18291 | 0.061175 | 0.042943 | 0 | 0.00023288 | 0.50832 | 0.084119 | 65.6816 | 0 | Electricity | 33.3 | 0.757 | [5 empty] | 0.162 | 0.21 | 2.2 | 2.2 | 5 | Calgary Intl AP | CAN | 64 | 4781 | 51.114 | -114.02 | 7a | 5000 | AB | CAN_AB_Calgary.Intl.AP.718770_CWEC2016.epw | 0 | 0.72142 | 0.010865 | 263.68 | 0 | 66.401 | 3.3516 | 0.050475 | 1225 | 0.1 | 2021-03-24 15:18:03 +0000 | eef80c06 | 0.2.11 | :adv_dx_units: NECB_Default :analysis_id: 6a87033d-ede6-4783-acf8-880bd0e50e61 :analysis_name: baseline-2021-03-24 :boiler_eff: NECB_Default :btap_batch_version: 1.0.002 :building_type: MidriseApartment :compute_environment: aws_batch :datapoint_id: 8b5addc3-888e-4492-84c0-66b5b116ccc3 :daylighting_type: NECB_Default :dcv_type: NECB_Default :door_construction_cond: NECB_Default :ecm_system_name: NECB_Default :enable_costing: true :epw_file: CAN_AB_Calgary.Intl.AP.718770_CWEC2016.epw :erv_package: NECB_Default :ext_floor_cond: NECB_Default :ext_roof_cond: NECB_Default :ext_wall_cond: NECB_Default :fdwr_set: NECB_Default :fixed_wind_solar_trans: NECB_Default :fixed_window_cond: NECB_Default :furnace_eff: NECB_Default :glass_door_cond: NECB_Default :glass_door_solar_trans: NECB_Default :ground_floor_cond: NECB_Default :ground_roof_cond: NECB_Default :ground_wall_cond: NECB_Default :lights_scale: NECB_Default :lights_type: NECB_Default :overhead_door_cond: NECB_Default :primary_heating_fuel: Electricity :pv_ground_azimuth_angle: NECB_Default :pv_ground_module_description: NECB_Default :pv_ground_tilt_angle: NECB_Default :pv_ground_total_area_pv_panels_m2: NECB_Default :pv_ground_type: NECB_Default :rotation_degrees: NECB_Default :run_annual_simulation: true :s3_bucket: '834599497928' :scale_x: NECB_Default :scale_y: NECB_Default :scale_z: NECB_Default :shw_eff: NECB_Default :skylight_cond: NECB_Default :skylight_solar_trans: NECB_Default :srr_set: NECB_Default :template: NECB2011 | 0 | TRUE | 728.7961 |  | https://s3.console.aws.amazon.com/s3/buckets/834599497928?region=ca-central-1&prefix=sara.gilani/baseline-2021-03-24/6a87033d-ede6-4783-acf8-880bd0e50e61/output/8b5addc3-888e-4492-84c0-66b5b116ccc3/ | 1.0.002 | 0 | 0 |  | 0 | 0 | tier_1 | 0
422 | 0 |  | NECB_Default | NECB_Default | NECB_Default | NECB_Default | NECB_Default | NECB_Default | NECB_Default | NECB_Default | MidriseApartment | NECB2011 | CAN_NS_Halifax.Dockyard.713280_CWEC2016.epw | Electricity | NECB_Default | NECB_Default | NECB_Default | NECB_Default | NECB_Default | NECB_Default | NECB_Default | NECB_Default | NECB_Default | NECB_Default | NECB_Default | NECB_Default | NECB_Default | NECB_Default | NECB_Default | NECB_Default | NECB_Default | NECB_Default | NECB_Default | NECB_Default | NECB_Default | NECB_Default | NECB_Default | NECB_Default | NECB_Default | NECB_Default | NECB_Default | aws_batch | 834599497928 | [5 empty] | baseline-2021-03-24 | 6a87033d-ede6-4783-acf8-880bd0e50e61 | TRUE | TRUE | 2bd19b2f-d8e4-4af7-96d4-6a3c94176a7d |  | 3134.61 | 2325.6934 | 40 | MidriseApartment |  |  | 5 | MidriseApartment | 4 |  | 4 | NECB2011 | 0.24343 | 9553.837 | 61.0209 | 45.982 | 24.2284 | 6.3051 | 230.971 | 93.4347 | HALIFAX | NOVA SCOTIA | 95.0015 | 0 | 0 | 95.0015 | 18.6315 | 0 | 0 | 18.6315 | 0 | 0.050992 | 0 | 0 | 0.46848 | 0.078453 | 0 | 0.1559 | 0.061175 | 0.042943 | 0 | 0.00023288 | 0.46848 | 0.078785 | 63.0743 | 0 | Electricity | 40 | 0.757 | [5 empty] | 0.183 | 0.247 | 2.2 | 2.2 | 5 | Halifax Dockyard | CAN | 112 | 3647 | 44.655 | -63.577 | 6 | 4000 | NS | CAN_NS_Halifax.Dockyard.713280_CWEC2016.epw | 0 | 0.67568 | 0.010176 | 246.96 | 0 | 66.401 | 3.3516 | 0.050475 | 1225 | 0.1 | 2021-03-24 15:17:57 +0000 | eef80c06 | 0.2.11 | :adv_dx_units: NECB_Default :analysis_id: 6a87033d-ede6-4783-acf8-880bd0e50e61 :analysis_name: baseline-2021-03-24 :boiler_eff: NECB_Default :btap_batch_version: 1.0.002 :building_type: MidriseApartment :compute_environment: aws_batch :datapoint_id: 2bd19b2f-d8e4-4af7-96d4-6a3c94176a7d :daylighting_type: NECB_Default :dcv_type: NECB_Default :door_construction_cond: NECB_Default :ecm_system_name: NECB_Default :enable_costing: true :epw_file: CAN_NS_Halifax.Dockyard.713280_CWEC2016.epw :erv_package: NECB_Default :ext_floor_cond: NECB_Default :ext_roof_cond: NECB_Default :ext_wall_cond: NECB_Default :fdwr_set: NECB_Default :fixed_wind_solar_trans: NECB_Default :fixed_window_cond: NECB_Default :furnace_eff: NECB_Default :glass_door_cond: NECB_Default :glass_door_solar_trans: NECB_Default :ground_floor_cond: NECB_Default :ground_roof_cond: NECB_Default :ground_wall_cond: NECB_Default :lights_scale: NECB_Default :lights_type: NECB_Default :overhead_door_cond: NECB_Default :primary_heating_fuel: Electricity :pv_ground_azimuth_angle: NECB_Default :pv_ground_module_description: NECB_Default :pv_ground_tilt_angle: NECB_Default :pv_ground_total_area_pv_panels_m2: NECB_Default :pv_ground_type: NECB_Default :rotation_degrees: NECB_Default :run_annual_simulation: true :s3_bucket: '834599497928' :scale_x: NECB_Default :scale_y: NECB_Default :scale_z: NECB_Default :shw_eff: NECB_Default :skylight_cond: NECB_Default :skylight_solar_trans: NECB_Default :srr_set: NECB_Default :template: NECB2011 | 0 | TRUE | 788 |  | https://s3.console.aws.amazon.com/s3/buckets/834599497928?region=ca-central-1&prefix=sara.gilani/baseline-2021-03-24/6a87033d-ede6-4783-acf8-880bd0e50e61/output/2bd19b2f-d8e4-4af7-96d4-6a3c94176a7d/ | 1.0.002 | 0 | 0 |  | 0 | 0 | tier_1 | 0
423 | 0 |  | NECB_Default | NECB_Default | NECB_Default | NECB_Default | NECB_Default | NECB_Default | NECB_Default | NECB_Default | MidriseApartment | NECB2011 | CAN_ON_Toronto.Pearson.Intl.AP.716240_CWEC2016.epw | Electricity | NECB_Default | NECB_Default | NECB_Default | NECB_Default | NECB_Default | NECB_Default | NECB_Default | NECB_Default | NECB_Default | NECB_Default | NECB_Default | NECB_Default | NECB_Default | NECB_Default | NECB_Default | NECB_Default | NECB_Default | NECB_Default | NECB_Default | NECB_Default | NECB_Default | NECB_Default | NECB_Default | NECB_Default | NECB_Default | NECB_Default | NECB_Default | aws_batch | 834599497928 | [5 empty] | baseline-2021-03-24 | 6a87033d-ede6-4783-acf8-880bd0e50e61 | TRUE | TRUE | 0f2861bd-3f2f-4732-be6c-1432782d84b9 |  | 3134.61 | 2325.6934 | 40 | MidriseApartment |  |  | 5 | MidriseApartment | 4 |  | 4 | NECB2011 | 0.24343 | 9553.837 | 74.1168 | 49.4996 | 27.0259 | 6.4372 | 256.3621 | 99.2826 | TORONTO | ONTARIO | 2.7458 | 0 | 0 | 2.7458 | 21.9994 | 0 | 0 | 21.9994 | 0 | 0.064796 | 0 | 0 | 0.49437 | 0.085242 | 0 | 0.16251 | 0.061175 | 0.042943 | 0 | 0.00023288 | 0.49437 | 0.077467 | 74.5345 | 0 | Electricity | 40 | 0.757 | [5 empty] | 0.183 | 0.278 | 2.2 | 2.2 | 5 | Toronto Pearson Intl AP | CAN | 382 | 3615 | 43.677 | -79.631 | 5 | 3890 | ON | CAN_ON_Toronto.Pearson.Intl.AP.716240_CWEC2016.epw | 0 | 0.66438 | 0.010006 | 242.83 | 0 | 66.401 | 3.3516 | 0.050475 | 1225 | 0.1 | 2021-03-24 15:18:02 +0000 | eef80c06 | 0.2.11 | :adv_dx_units: NECB_Default :analysis_id: 6a87033d-ede6-4783-acf8-880bd0e50e61 :analysis_name: baseline-2021-03-24 :boiler_eff: NECB_Default :btap_batch_version: 1.0.002 :building_type: MidriseApartment :compute_environment: aws_batch :datapoint_id: 0f2861bd-3f2f-4732-be6c-1432782d84b9 :daylighting_type: NECB_Default :dcv_type: NECB_Default :door_construction_cond: NECB_Default :ecm_system_name: NECB_Default :enable_costing: true :epw_file: CAN_ON_Toronto.Pearson.Intl.AP.716240_CWEC2016.epw :erv_package: NECB_Default :ext_floor_cond: NECB_Default :ext_roof_cond: NECB_Default :ext_wall_cond: NECB_Default :fdwr_set: NECB_Default :fixed_wind_solar_trans: NECB_Default :fixed_window_cond: NECB_Default :furnace_eff: NECB_Default :glass_door_cond: NECB_Default :glass_door_solar_trans: NECB_Default :ground_floor_cond: NECB_Default :ground_roof_cond: NECB_Default :ground_wall_cond: NECB_Default :lights_scale: NECB_Default :lights_type: NECB_Default :overhead_door_cond: NECB_Default :primary_heating_fuel: Electricity :pv_ground_azimuth_angle: NECB_Default :pv_ground_module_description: NECB_Default :pv_ground_tilt_angle: NECB_Default :pv_ground_total_area_pv_panels_m2: NECB_Default :pv_ground_type: NECB_Default :rotation_degrees: NECB_Default :run_annual_simulation: true :s3_bucket: '834599497928' :scale_x: NECB_Default :scale_y: NECB_Default :scale_z: NECB_Default :shw_eff: NECB_Default :skylight_cond: NECB_Default :skylight_solar_trans: NECB_Default :srr_set: NECB_Default :template: NECB2011 | 0 | TRUE | 728.8301 |  | https://s3.console.aws.amazon.com/s3/buckets/834599497928?region=ca-central-1&prefix=sara.gilani/baseline-2021-03-24/6a87033d-ede6-4783-acf8-880bd0e50e61/output/0f2861bd-3f2f-4732-be6c-1432782d84b9/ | 1.0.002 | 0 | 0 |  | 0 | 0 | tier_1 | 0
424 | 0 |  | NECB_Default | NECB_Default | NECB_Default | NECB_Default | NECB_Default | NECB_Default | NECB_Default | NECB_Default | MidriseApartment | NECB2015 | CAN_AB_Calgary.Intl.AP.718770_CWEC2016.epw | Electricity | NECB_Default | NECB_Default | NECB_Default | NECB_Default | NECB_Default | NECB_Default | NECB_Default | NECB_Default | NECB_Default | NECB_Default | NECB_Default | NECB_Default | NECB_Default | NECB_Default | NECB_Default | NECB_Default | NECB_Default | NECB_Default | NECB_Default | NECB_Default | NECB_Default | NECB_Default | NECB_Default | NECB_Default | NECB_Default | NECB_Default | NECB_Default | aws_batch | 834599497928 | [5 empty] | baseline-2021-03-24 | 6a87033d-ede6-4783-acf8-880bd0e50e61 | TRUE | TRUE | 8e5ba208-deac-4a4c-84be-6a59ae00c3f3 |  | 3134.61 | 2325.6934 | 33.3 | MidriseApartment |  |  | 5 | MidriseApartment | 4 |  | 4 | NECB2015 | 0.24343 | 9553.837 | 70.76 | 49.6116 | 26.8992 | 22.4025 | 269.777 | 100.1036 | CALGARY | ALBERTA | 139.8325 | 0 | 0 | 139.8325 | 13.2532 | 0 | 0 | 13.2532 | 0 | 0.058291 | 0 | 0 | 0.63717 | 0.083979 | 0 | 0.19588 | 0.06121 | 0.042238 | 0 | 0.00084859 | 0.63717 | 0.19473 | 73.3085 | 0 | Electricity | 33.3 | 0.757 | [5 empty] | 0.162 | 0.21 | 2.2 | 2.2 | 5 | Calgary Intl AP | CAN | 64 | 4781 | 51.114 | -114.02 | 7a | 5000 | AB | CAN_AB_Calgary.Intl.AP.718770_CWEC2016.epw | 0 | 1.67 | 0.012823 | 610.39 | 0 | 130.2314 | 7.8118 | 0.059984 | 2855.21 | 0.1 | 2021-03-24 15:18:17 +0000 | eef80c06 | 0.2.11 | :adv_dx_units: NECB_Default :analysis_id: 6a87033d-ede6-4783-acf8-880bd0e50e61 :analysis_name: baseline-2021-03-24 :boiler_eff: NECB_Default :btap_batch_version: 1.0.002 :building_type: MidriseApartment :compute_environment: aws_batch :datapoint_id: 8e5ba208-deac-4a4c-84be-6a59ae00c3f3 :daylighting_type: NECB_Default :dcv_type: NECB_Default :door_construction_cond: NECB_Default :ecm_system_name: NECB_Default :enable_costing: true :epw_file: CAN_AB_Calgary.Intl.AP.718770_CWEC2016.epw :erv_package: NECB_Default :ext_floor_cond: NECB_Default :ext_roof_cond: NECB_Default :ext_wall_cond: NECB_Default :fdwr_set: NECB_Default :fixed_wind_solar_trans: NECB_Default :fixed_window_cond: NECB_Default :furnace_eff: NECB_Default :glass_door_cond: NECB_Default :glass_door_solar_trans: NECB_Default :ground_floor_cond: NECB_Default :ground_roof_cond: NECB_Default :ground_wall_cond: NECB_Default :lights_scale: NECB_Default :lights_type: NECB_Default :overhead_door_cond: NECB_Default :primary_heating_fuel: Electricity :pv_ground_azimuth_angle: NECB_Default :pv_ground_module_description: NECB_Default :pv_ground_tilt_angle: NECB_Default :pv_ground_total_area_pv_panels_m2: NECB_Default :pv_ground_type: NECB_Default :rotation_degrees: NECB_Default :run_annual_simulation: true :s3_bucket: '834599497928' :scale_x: NECB_Default :scale_y: NECB_Default :scale_z: NECB_Default :shw_eff: NECB_Default :skylight_cond: NECB_Default :skylight_solar_trans: NECB_Default :srr_set: NECB_Default :template: NECB2015 | 0 | TRUE | 726.8868 |  | https://s3.console.aws.amazon.com/s3/buckets/834599497928?region=ca-central-1&prefix=sara.gilani/baseline-2021-03-24/6a87033d-ede6-4783-acf8-880bd0e50e61/output/8e5ba208-deac-4a4c-84be-6a59ae00c3f3/ | 1.0.002 | 0 | 0 |  | 0 | 0 | tier_1 | 0
425 | 0 |  | NECB_Default | NECB_Default | NECB_Default | NECB_Default | NECB_Default | NECB_Default | NECB_Default | NECB_Default | MidriseApartment | NECB2011 | CAN_AB_Edmonton.Intl.AP.711230_CWEC2016.epw | Electricity | NECB_Default | NECB_Default | NECB_Default | NECB_Default | NECB_Default | NECB_Default | NECB_Default | NECB_Default | NECB_Default | NECB_Default | NECB_Default | NECB_Default | NECB_Default | NECB_Default | NECB_Default | NECB_Default | NECB_Default | NECB_Default | NECB_Default | NECB_Default | NECB_Default | NECB_Default | NECB_Default | NECB_Default | NECB_Default | NECB_Default | NECB_Default | aws_batch | 834599497928 | [5 empty] | baseline-2021-03-24 | 6a87033d-ede6-4783-acf8-880bd0e50e61 | TRUE | TRUE | 5ea9c68d-e3f7-4c68-a6c5-7c9d33a7e9df |  | 3134.61 | 2325.6934 | 32.5 | MidriseApartment |  |  | 5 | MidriseApartment | 4 |  | 4 | NECB2011 | 0.24343 | 9553.837 | 70.724 | 48.8942 | 27.226 | 6.42 | 251.521 | 98.2568 | EDMONTON | ALBERTA | 122.5328 | 0 | 0 | 122.5328 | 11.6136 | 0 | 0 | 11.6136 | 0 | 0.045814 | 0 | 0 | 0.55834 | 0.089517 | 0 | 0.23078 | 0.061175 | 0.042943 | 0 | 0.00023288 | 0.55834 | 0.087877 | 70.3105 | 0 | Electricity | 32.5 | 0.757 | [5 empty] | 0.162 | 0.21 | 2.2 | 2.2 | 5 | Edmonton Intl AP | CAN | 23 | 5588 | 53.31 | -113.579 | 7a | 5120 | AB | CAN_AB_Edmonton.Intl.AP.711230_CWEC2016.epw | 0 | 0.75365 | 0.01135 | 275.46 | 0 | 66.401 | 3.3516 | 0.050475 | 1225 | 0.1 | 2021-03-24 15:17:43 +0000 | eef80c06 | 0.2.11 | :adv_dx_units: NECB_Default :analysis_id: 6a87033d-ede6-4783-acf8-880bd0e50e61 :analysis_name: baseline-2021-03-24 :boiler_eff: NECB_Default :btap_batch_version: 1.0.002 :building_type: MidriseApartment :compute_environment: aws_batch :datapoint_id: 5ea9c68d-e3f7-4c68-a6c5-7c9d33a7e9df :daylighting_type: NECB_Default :dcv_type: NECB_Default :door_construction_cond: NECB_Default :ecm_system_name: NECB_Default :enable_costing: true :epw_file: CAN_AB_Edmonton.Intl.AP.711230_CWEC2016.epw :erv_package: NECB_Default :ext_floor_cond: NECB_Default :ext_roof_cond: NECB_Default :ext_wall_cond: NECB_Default :fdwr_set: NECB_Default :fixed_wind_solar_trans: NECB_Default :fixed_window_cond: NECB_Default :furnace_eff: NECB_Default :glass_door_cond: NECB_Default :glass_door_solar_trans: NECB_Default :ground_floor_cond: NECB_Default :ground_roof_cond: NECB_Default :ground_wall_cond: NECB_Default :lights_scale: NECB_Default :lights_type: NECB_Default :overhead_door_cond: NECB_Default :primary_heating_fuel: Electricity :pv_ground_azimuth_angle: NECB_Default :pv_ground_module_description: NECB_Default :pv_ground_tilt_angle: NECB_Default :pv_ground_total_area_pv_panels_m2: NECB_Default :pv_ground_type: NECB_Default :rotation_degrees: NECB_Default :run_annual_simulation: true :s3_bucket: '834599497928' :scale_x: NECB_Default :scale_y: NECB_Default :scale_z: NECB_Default :shw_eff: NECB_Default :skylight_cond: NECB_Default :skylight_solar_trans: NECB_Default :srr_set: NECB_Default :template: NECB2011 | 0 | TRUE | 788.8279 |  | https://s3.console.aws.amazon.com/s3/buckets/834599497928?region=ca-central-1&prefix=sara.gilani/baseline-2021-03-24/6a87033d-ede6-4783-acf8-880bd0e50e61/output/5ea9c68d-e3f7-4c68-a6c5-7c9d33a7e9df/ | 1.0.002 | 0 | 0 |  | 0 | 0 | tier_1 | 0
426 | 0 |  | NECB_Default | NECB_Default | NECB_Default | NECB_Default | NECB_Default | NECB_Default | NECB_Default | NECB_Default | MidriseApartment | NECB2015 | CAN_BC_Vancouver.Intl.AP.718920_CWEC2016.epw | Electricity | NECB_Default | NECB_Default | NECB_Default | NECB_Default | NECB_Default | NECB_Default | NECB_Default | NECB_Default | NECB_Default | NECB_Default | NECB_Default | NECB_Default | NECB_Default | NECB_Default | NECB_Default | NECB_Default | NECB_Default | NECB_Default | NECB_Default | NECB_Default | NECB_Default | NECB_Default | NECB_Default | NECB_Default | NECB_Default | NECB_Default | NECB_Default | aws_batch | 834599497928 | [5 empty] | baseline-2021-03-24 | 6a87033d-ede6-4783-acf8-880bd0e50e61 | TRUE | TRUE | 67a14d2a-96bb-44bb-ab4e-c683b503276f |  | 3134.61 | 2325.6934 | 40 | MidriseApartment |  |  | 5 | MidriseApartment | 4 |  | 4 | NECB2015 | 0.24343 | 9553.837 | 66.8028 | 44.3158 | 24.3441 | 22.3305 | 252.4442 | 94.6509 | VANCOUVER | BRITISH COLUMBIA | 1.5506 | 0 | 0 | 1.5506 | 15.484 | 0 | 0 | 15.484 | 0 | 0.060094 | 0 | 0 | 0.54714 | 0.076973 | 0 | 0.13167 | 0.06121 | 0.042238 | 0 | 0.00084859 | 0.54714 | 0.17411 | 56.0659 | 0 | Electricity | 40 | 0.757 | [5 empty] | 0.227 | 0.315 | 2.4 | 2.4 | 5 | Vancouver Intl AP | CAN | 42 | 2797 | 49.195 | -123.184 | 4 | 2800 | BC | CAN_BC_Vancouver.Intl.AP.718920_CWEC2016.epw | 0 | 1.4932 | 0.011466 | 545.77 | 0 | 130.2314 | 7.8118 | 0.059984 | 2855.21 | 0.1 | 2021-03-24 15:18:17 +0000 | eef80c06 | 0.2.11 | :adv_dx_units: NECB_Default :analysis_id: 6a87033d-ede6-4783-acf8-880bd0e50e61 :analysis_name: baseline-2021-03-24 :boiler_eff: NECB_Default :btap_batch_version: 1.0.002 :building_type: MidriseApartment :compute_environment: aws_batch :datapoint_id: 67a14d2a-96bb-44bb-ab4e-c683b503276f :daylighting_type: NECB_Default :dcv_type: NECB_Default :door_construction_cond: NECB_Default :ecm_system_name: NECB_Default :enable_costing: true :epw_file: CAN_BC_Vancouver.Intl.AP.718920_CWEC2016.epw :erv_package: NECB_Default :ext_floor_cond: NECB_Default :ext_roof_cond: NECB_Default :ext_wall_cond: NECB_Default :fdwr_set: NECB_Default :fixed_wind_solar_trans: NECB_Default :fixed_window_cond: NECB_Default :furnace_eff: NECB_Default :glass_door_cond: NECB_Default :glass_door_solar_trans: NECB_Default :ground_floor_cond: NECB_Default :ground_roof_cond: NECB_Default :ground_wall_cond: NECB_Default :lights_scale: NECB_Default :lights_type: NECB_Default :overhead_door_cond: NECB_Default :primary_heating_fuel: Electricity :pv_ground_azimuth_angle: NECB_Default :pv_ground_module_description: NECB_Default :pv_ground_tilt_angle: NECB_Default :pv_ground_total_area_pv_panels_m2: NECB_Default :pv_ground_type: NECB_Default :rotation_degrees: NECB_Default :run_annual_simulation: true :s3_bucket: '834599497928' :scale_x: NECB_Default :scale_y: NECB_Default :scale_z: NECB_Default :shw_eff: NECB_Default :skylight_cond: NECB_Default :skylight_solar_trans: NECB_Default :srr_set: NECB_Default :template: NECB2015 | 0 | TRUE | 728.6804 |  | https://s3.console.aws.amazon.com/s3/buckets/834599497928?region=ca-central-1&prefix=sara.gilani/baseline-2021-03-24/6a87033d-ede6-4783-acf8-880bd0e50e61/output/67a14d2a-96bb-44bb-ab4e-c683b503276f/ | 1.0.002 | 0 | 0 |  | 0 | 0 | tier_1 | 0
427 | 0 |  | NECB_Default | NECB_Default | NECB_Default | NECB_Default | NECB_Default | NECB_Default | NECB_Default | NECB_Default | MidriseApartment | NECB2015 | CAN_NS_Halifax.Dockyard.713280_CWEC2016.epw | Electricity | NECB_Default | NECB_Default | NECB_Default | NECB_Default | NECB_Default | NECB_Default | NECB_Default | NECB_Default | NECB_Default | NECB_Default | NECB_Default | NECB_Default | NECB_Default | NECB_Default | NECB_Default | NECB_Default | NECB_Default | NECB_Default | NECB_Default | NECB_Default | NECB_Default | NECB_Default | NECB_Default | NECB_Default | NECB_Default | NECB_Default | NECB_Default | aws_batch | 834599497928 | [5 empty] | baseline-2021-03-24 | 6a87033d-ede6-4783-acf8-880bd0e50e61 | TRUE | TRUE | 8fc2f2b0-0034-413a-a366-42559bbe96f6 |  | 3134.61 | 2325.6934 | 40 | MidriseApartment |  |  | 5 | MidriseApartment | 4 |  | 4 | NECB2015 | 0.24343 | 9553.837 | 61.0209 | 45.7621 | 24.2284 | 22.1802 | 247.6257 | 94.4341 | HALIFAX | NOVA SCOTIA | 119.7437 | 0 | 0 | 119.7437 | 23.484 | 0 | 0 | 23.484 | 0 | 0.059797 | 0 | 0 | 0.5905 | 0.07629 | 0 | 0.16782 | 0.06121 | 0.042238 | 0 | 0.00084859 | 0.5905 | 0.1823 | 71.6387 | 0 | Electricity | 40 | 0.757 | [5 empty] | 0.183 | 0.247 | 2.2 | 2.2 | 5 | Halifax Dockyard | CAN | 112 | 3647 | 44.655 | -63.577 | 6 | 4000 | NS | CAN_NS_Halifax.Dockyard.713280_CWEC2016.epw | 0 | 1.5634 | 0.012005 | 571.43 | 0 | 130.2314 | 7.8118 | 0.059984 | 2855.21 | 0.1 | 2021-03-24 15:18:15 +0000 | eef80c06 | 0.2.11 | :adv_dx_units: NECB_Default :analysis_id: 6a87033d-ede6-4783-acf8-880bd0e50e61 :analysis_name: baseline-2021-03-24 :boiler_eff: NECB_Default :btap_batch_version: 1.0.002 :building_type: MidriseApartment :compute_environment: aws_batch :datapoint_id: 8fc2f2b0-0034-413a-a366-42559bbe96f6 :daylighting_type: NECB_Default :dcv_type: NECB_Default :door_construction_cond: NECB_Default :ecm_system_name: NECB_Default :enable_costing: true :epw_file: CAN_NS_Halifax.Dockyard.713280_CWEC2016.epw :erv_package: NECB_Default :ext_floor_cond: NECB_Default :ext_roof_cond: NECB_Default :ext_wall_cond: NECB_Default :fdwr_set: NECB_Default :fixed_wind_solar_trans: NECB_Default :fixed_window_cond: NECB_Default :furnace_eff: NECB_Default :glass_door_cond: NECB_Default :glass_door_solar_trans: NECB_Default :ground_floor_cond: NECB_Default :ground_roof_cond: NECB_Default :ground_wall_cond: NECB_Default :lights_scale: NECB_Default :lights_type: NECB_Default :overhead_door_cond: NECB_Default :primary_heating_fuel: Electricity :pv_ground_azimuth_angle: NECB_Default :pv_ground_module_description: NECB_Default :pv_ground_tilt_angle: NECB_Default :pv_ground_total_area_pv_panels_m2: NECB_Default :pv_ground_type: NECB_Default :rotation_degrees: NECB_Default :run_annual_simulation: true :s3_bucket: '834599497928' :scale_x: NECB_Default :scale_y: NECB_Default :scale_z: NECB_Default :shw_eff: NECB_Default :skylight_cond: NECB_Default :skylight_solar_trans: NECB_Default :srr_set: NECB_Default :template: NECB2015 | 0 | TRUE | 729.4049 |  | https://s3.console.aws.amazon.com/s3/buckets/834599497928?region=ca-central-1&prefix=sara.gilani/baseline-2021-03-24/6a87033d-ede6-4783-acf8-880bd0e50e61/output/8fc2f2b0-0034-413a-a366-42559bbe96f6/ | 1.0.002 | 0 | 0 |  | 0 | 0 | tier_1 | 0
428 | 0 |  | NECB_Default | NECB_Default | NECB_Default | NECB_Default | NECB_Default | NECB_Default | NECB_Default | NECB_Default | MidriseApartment | NECB2011 | CAN_BC_Vancouver.Intl.AP.718920_CWEC2016.epw | Electricity | NECB_Default | NECB_Default | NECB_Default | NECB_Default | NECB_Default | NECB_Default | NECB_Default | NECB_Default | NECB_Default | NECB_Default | NECB_Default | NECB_Default | NECB_Default | NECB_Default | NECB_Default | NECB_Default | NECB_Default | NECB_Default | NECB_Default | NECB_Default | NECB_Default | NECB_Default | NECB_Default | NECB_Default | NECB_Default | NECB_Default | NECB_Default | aws_batch | 834599497928 | [5 empty] | baseline-2021-03-24 | 6a87033d-ede6-4783-acf8-880bd0e50e61 | TRUE | TRUE | e2390a42-2ced-4ab5-89cb-889406d95e07 |  | 3134.61 | 2325.6934 | 40 | MidriseApartment |  |  | 5 | MidriseApartment | 4 |  | 4 | NECB2011 | 0.24343 | 9553.837 | 66.8028 | 43.7906 | 24.3441 | 6.3596 | 234.3701 | 93.073 | VANCOUVER | BRITISH COLUMBIA | 1.2328 | 0 | 0 | 1.2328 | 12.3103 | 0 | 0 | 12.3103 | 0 | 0.051525 | 0 | 0 | 0.43499 | 0.079914 | 0 | 0.12393 | 0.061175 | 0.042943 | 0 | 0.00023288 | 0.43499 | 0.075263 | 51.891 | 0 | Electricity | 40 | 0.757 | [5 empty] | 0.227 | 0.315 | 2.4 | 2.4 | 5 | Vancouver Intl AP | CAN | 42 | 2797 | 49.195 | -123.184 | 4 | 2800 | BC | CAN_BC_Vancouver.Intl.AP.718920_CWEC2016.epw | 0 | 0.64547 | 0.0097208 | 235.92 | 0 | 66.401 | 3.3516 | 0.050475 | 1225 | 0.1 | 2021-03-24 15:18:03 +0000 | eef80c06 | 0.2.11 | :adv_dx_units: NECB_Default :analysis_id: 6a87033d-ede6-4783-acf8-880bd0e50e61 :analysis_name: baseline-2021-03-24 :boiler_eff: NECB_Default :btap_batch_version: 1.0.002 :building_type: MidriseApartment :compute_environment: aws_batch :datapoint_id: e2390a42-2ced-4ab5-89cb-889406d95e07 :daylighting_type: NECB_Default :dcv_type: NECB_Default :door_construction_cond: NECB_Default :ecm_system_name: NECB_Default :enable_costing: true :epw_file: CAN_BC_Vancouver.Intl.AP.718920_CWEC2016.epw :erv_package: NECB_Default :ext_floor_cond: NECB_Default :ext_roof_cond: NECB_Default :ext_wall_cond: NECB_Default :fdwr_set: NECB_Default :fixed_wind_solar_trans: NECB_Default :fixed_window_cond: NECB_Default :furnace_eff: NECB_Default :glass_door_cond: NECB_Default :glass_door_solar_trans: NECB_Default :ground_floor_cond: NECB_Default :ground_roof_cond: NECB_Default :ground_wall_cond: NECB_Default :lights_scale: NECB_Default :lights_type: NECB_Default :overhead_door_cond: NECB_Default :primary_heating_fuel: Electricity :pv_ground_azimuth_angle: NECB_Default :pv_ground_module_description: NECB_Default :pv_ground_tilt_angle: NECB_Default :pv_ground_total_area_pv_panels_m2: NECB_Default :pv_ground_type: NECB_Default :rotation_degrees: NECB_Default :run_annual_simulation: true :s3_bucket: '834599497928' :scale_x: NECB_Default :scale_y: NECB_Default :scale_z: NECB_Default :shw_eff: NECB_Default :skylight_cond: NECB_Default :skylight_solar_trans: NECB_Default :srr_set: NECB_Default :template: NECB2011 | 0 | TRUE | 789.0568 |  | https://s3.console.aws.amazon.com/s3/buckets/834599497928?region=ca-central-1&prefix=sara.gilani/baseline-2021-03-24/6a87033d-ede6-4783-acf8-880bd0e50e61/output/e2390a42-2ced-4ab5-89cb-889406d95e07/ | 1.0.002 | 0 | 0 |  | 0 | 0 | tier_1 | 0
429 | 0 |  | NECB_Default | NECB_Default | NECB_Default | NECB_Default | NECB_Default | NECB_Default | NECB_Default | NECB_Default | MidriseApartment | NECB2015 | CAN_QC_Montreal-Trudeau.Intl.AP.716270_CWEC2016.epw | Electricity | NECB_Default | NECB_Default | NECB_Default | NECB_Default | NECB_Default | NECB_Default | NECB_Default | NECB_Default | NECB_Default | NECB_Default | NECB_Default | NECB_Default | NECB_Default | NECB_Default | NECB_Default | NECB_Default | NECB_Default | NECB_Default | NECB_Default | NECB_Default | NECB_Default | NECB_Default | NECB_Default | NECB_Default | NECB_Default | NECB_Default | NECB_Default | aws_batch | 834599497928 | [5 empty] | baseline-2021-03-24 | 6a87033d-ede6-4783-acf8-880bd0e50e61 | TRUE | TRUE | 27187c33-bff8-458f-8298-e91a5a689185 |  | 3134.61 | 2325.6934 | 37.3 | MidriseApartment |  |  | 5 | MidriseApartment | 4 |  | 4 | NECB2015 | 0.24343 | 9553.837 | 70.0586 | 48.7749 | 25.0733 | 22.3924 | 265.2486 | 98.9494 | MONTREAL | QUEBEC | 0.25026 | 0 | 0 | 0.25026 | 15.9388 | 0 | 0 | 15.9388 | 0 | 0.068832 | 0 | 0 | 0.64399 | 0.082948 | 0 | 0.20312 | 0.06121 | 0.042238 | 0 | 0.00084859 | 0.64399 | 0.1848 | 82.4244 | 0 | Electricity | 37.3 | 0.757 | [5 empty] | 0.183 | 0.247 | 2.2 | 2.2 | 5 | Montreal-Trudeau Intl AP | CAN | 323 | 4090 | 45.471 | -73.741 | 6 | 4400 | QC | CAN_QC_Montreal-Trudeau.Intl.AP.716270_CWEC2016.epw | 0 | 1.5849 | 0.01217 | 579.27 | 0 | 130.2314 | 7.8118 | 0.059984 | 2855.21 | 0.1 | 2021-03-24 15:18:27 +0000 | eef80c06 | 0.2.11 | :adv_dx_units: NECB_Default :analysis_id: 6a87033d-ede6-4783-acf8-880bd0e50e61 :analysis_name: baseline-2021-03-24 :boiler_eff: NECB_Default :btap_batch_version: 1.0.002 :building_type: MidriseApartment :compute_environment: aws_batch :datapoint_id: 27187c33-bff8-458f-8298-e91a5a689185 :daylighting_type: NECB_Default :dcv_type: NECB_Default :door_construction_cond: NECB_Default :ecm_system_name: NECB_Default :enable_costing: true :epw_file: CAN_QC_Montreal-Trudeau.Intl.AP.716270_CWEC2016.epw :erv_package: NECB_Default :ext_floor_cond: NECB_Default :ext_roof_cond: NECB_Default :ext_wall_cond: NECB_Default :fdwr_set: NECB_Default :fixed_wind_solar_trans: NECB_Default :fixed_window_cond: NECB_Default :furnace_eff: NECB_Default :glass_door_cond: NECB_Default :glass_door_solar_trans: NECB_Default :ground_floor_cond: NECB_Default :ground_roof_cond: NECB_Default :ground_wall_cond: NECB_Default :lights_scale: NECB_Default :lights_type: NECB_Default :overhead_door_cond: NECB_Default :primary_heating_fuel: Electricity :pv_ground_azimuth_angle: NECB_Default :pv_ground_module_description: NECB_Default :pv_ground_tilt_angle: NECB_Default :pv_ground_total_area_pv_panels_m2: NECB_Default :pv_ground_type: NECB_Default :rotation_degrees: NECB_Default :run_annual_simulation: true :s3_bucket: '834599497928' :scale_x: NECB_Default :scale_y: NECB_Default :scale_z: NECB_Default :shw_eff: NECB_Default :skylight_cond: NECB_Default :skylight_solar_trans: NECB_Default :srr_set: NECB_Default :template: NECB2015 | 0 | TRUE | 729.8429 |  | https://s3.console.aws.amazon.com/s3/buckets/834599497928?region=ca-central-1&prefix=sara.gilani/baseline-2021-03-24/6a87033d-ede6-4783-acf8-880bd0e50e61/output/27187c33-bff8-458f-8298-e91a5a689185/ | 1.0.002 | 0 | 0 |  | 0 | 0 | tier_1 | 0
430 | 0 |  | NECB_Default | NECB_Default | NECB_Default | NECB_Default | NECB_Default | NECB_Default | NECB_Default | NECB_Default | MidriseApartment | NECB2015 | CAN_ON_Toronto.Pearson.Intl.AP.716240_CWEC2016.epw | Electricity | NECB_Default | NECB_Default | NECB_Default | NECB_Default | NECB_Default | NECB_Default | NECB_Default | NECB_Default | NECB_Default | NECB_Default | NECB_Default | NECB_Default | NECB_Default | NECB_Default | NECB_Default | NECB_Default | NECB_Default | NECB_Default | NECB_Default | NECB_Default | NECB_Default | NECB_Default | NECB_Default | NECB_Default | NECB_Default | NECB_Default | NECB_Default | aws_batch | 834599497928 | [5 empty] | baseline-2021-03-24 | 6a87033d-ede6-4783-acf8-880bd0e50e61 | TRUE | TRUE | b0c39130-e9dd-4af1-9f49-6a2f202440a2 |  | 3134.61 | 2325.6934 | 40 | MidriseApartment |  |  | 5 | MidriseApartment | 4 |  | 4 | NECB2015 | 0.24343 | 9553.837 | 74.1168 | 49.9436 | 27.0259 | 22.3933 | 274.3087 | 100.8291 | TORONTO | ONTARIO | 3.4074 | 0 | 0 | 3.4074 | 27.3003 | 0 | 0 | 27.3003 | 0 | 0.07489 | 0 | 0 | 0.61349 | 0.083095 | 0 | 0.17198 | 0.06121 | 0.042238 | 0 | 0.00084859 | 0.61349 | 0.17923 | 80.2245 | 0 | Electricity | 40 | 0.757 | [5 empty] | 0.183 | 0.278 | 2.2 | 2.2 | 5 | Toronto Pearson Intl AP | CAN | 382 | 3615 | 43.677 | -79.631 | 5 | 3890 | ON | CAN_ON_Toronto.Pearson.Intl.AP.716240_CWEC2016.epw | 0 | 1.5372 | 0.011803 | 561.83 | 0 | 130.2314 | 7.8118 | 0.059984 | 2855.21 | 0.1 | 2021-03-24 15:18:30 +0000 | eef80c06 | 0.2.11 | :adv_dx_units: NECB_Default :analysis_id: 6a87033d-ede6-4783-acf8-880bd0e50e61 :analysis_name: baseline-2021-03-24 :boiler_eff: NECB_Default :btap_batch_version: 1.0.002 :building_type: MidriseApartment :compute_environment: aws_batch :datapoint_id: b0c39130-e9dd-4af1-9f49-6a2f202440a2 :daylighting_type: NECB_Default :dcv_type: NECB_Default :door_construction_cond: NECB_Default :ecm_system_name: NECB_Default :enable_costing: true :epw_file: CAN_ON_Toronto.Pearson.Intl.AP.716240_CWEC2016.epw :erv_package: NECB_Default :ext_floor_cond: NECB_Default :ext_roof_cond: NECB_Default :ext_wall_cond: NECB_Default :fdwr_set: NECB_Default :fixed_wind_solar_trans: NECB_Default :fixed_window_cond: NECB_Default :furnace_eff: NECB_Default :glass_door_cond: NECB_Default :glass_door_solar_trans: NECB_Default :ground_floor_cond: NECB_Default :ground_roof_cond: NECB_Default :ground_wall_cond: NECB_Default :lights_scale: NECB_Default :lights_type: NECB_Default :overhead_door_cond: NECB_Default :primary_heating_fuel: Electricity :pv_ground_azimuth_angle: NECB_Default :pv_ground_module_description: NECB_Default :pv_ground_tilt_angle: NECB_Default :pv_ground_total_area_pv_panels_m2: NECB_Default :pv_ground_type: NECB_Default :rotation_degrees: NECB_Default :run_annual_simulation: true :s3_bucket: '834599497928' :scale_x: NECB_Default :scale_y: NECB_Default :scale_z: NECB_Default :shw_eff: NECB_Default :skylight_cond: NECB_Default :skylight_solar_trans: NECB_Default :srr_set: NECB_Default :template: NECB2015 | 0 | TRUE | 728.3316 |  | https://s3.console.aws.amazon.com/s3/buckets/834599497928?region=ca-central-1&prefix=sara.gilani/baseline-2021-03-24/6a87033d-ede6-4783-acf8-880bd0e50e61/output/b0c39130-e9dd-4af1-9f49-6a2f202440a2/ | 1.0.002 | 0 | 0 |  | 0 | 0 | tier_1 | 0
431 | 0 |  | NECB_Default | NECB_Default | NECB_Default | NECB_Default | NECB_Default | NECB_Default | NECB_Default | NECB_Default | MidriseApartment | NECB2017 | CAN_BC_Vancouver.Intl.AP.718920_CWEC2016.epw | Electricity | NECB_Default | NECB_Default | NECB_Default | NECB_Default | NECB_Default | NECB_Default | NECB_Default | NECB_Default | NECB_Default | NECB_Default | NECB_Default | NECB_Default | NECB_Default | NECB_Default | NECB_Default | NECB_Default | NECB_Default | NECB_Default | NECB_Default | NECB_Default | NECB_Default | NECB_Default | NECB_Default | NECB_Default | NECB_Default | NECB_Default | NECB_Default | aws_batch | 834599497928 | [5 empty] | baseline-2021-03-24 | 6a87033d-ede6-4783-acf8-880bd0e50e61 | TRUE | TRUE | 799d3bfd-0a29-4228-ad96-a26e9b378f91 |  | 3134.61 | 2325.6934 | 40 | MidriseApartment |  |  | 2 | MidriseApartment | 4 |  | 4 | NECB2017 | 0.24343 | 9553.837 | 67.2521 | 41.4998 | 24.3441 | 22.3305 | 264.2662 | 108.8397 | VANCOUVER | BRITISH COLUMBIA | 1.3517 | 0 | 0 | 1.3517 | 13.4977 | 0 | 0 | 13.4977 | 0 | 0.059979 | 0 | 0 | 0.47695 | 0.068394 | 0.019454 | 0.051384 | 0.06121 | 0.041568 | 0 | 0.00084859 | 0.47695 | 0.17411 | 49.5912 | 0 | Electricity | 40 | 0.757 | [5 empty] | 0.193 | 0.315 | 2.1 | 2.1 | 2 | Vancouver Intl AP | CAN | 42 | 2797 | 49.195 | -123.184 | 4 | 2800 | BC | CAN_BC_Vancouver.Intl.AP.718920_CWEC2016.epw | 0 | 1.4932 | 0.011466 | 545.77 | 0 | 130.2314 | 7.8118 | 0.059984 | 2855.21 | 0.1 | 2021-03-24 15:18:23 +0000 | eef80c06 | 0.2.11 | :adv_dx_units: NECB_Default :analysis_id: 6a87033d-ede6-4783-acf8-880bd0e50e61 :analysis_name: baseline-2021-03-24 :boiler_eff: NECB_Default :btap_batch_version: 1.0.002 :building_type: MidriseApartment :compute_environment: aws_batch :datapoint_id: 799d3bfd-0a29-4228-ad96-a26e9b378f91 :daylighting_type: NECB_Default :dcv_type: NECB_Default :door_construction_cond: NECB_Default :ecm_system_name: NECB_Default :enable_costing: true :epw_file: CAN_BC_Vancouver.Intl.AP.718920_CWEC2016.epw :erv_package: NECB_Default :ext_floor_cond: NECB_Default :ext_roof_cond: NECB_Default :ext_wall_cond: NECB_Default :fdwr_set: NECB_Default :fixed_wind_solar_trans: NECB_Default :fixed_window_cond: NECB_Default :furnace_eff: NECB_Default :glass_door_cond: NECB_Default :glass_door_solar_trans: NECB_Default :ground_floor_cond: NECB_Default :ground_roof_cond: NECB_Default :ground_wall_cond: NECB_Default :lights_scale: NECB_Default :lights_type: NECB_Default :overhead_door_cond: NECB_Default :primary_heating_fuel: Electricity :pv_ground_azimuth_angle: NECB_Default :pv_ground_module_description: NECB_Default :pv_ground_tilt_angle: NECB_Default :pv_ground_total_area_pv_panels_m2: NECB_Default :pv_ground_type: NECB_Default :rotation_degrees: NECB_Default :run_annual_simulation: true :s3_bucket: '834599497928' :scale_x: NECB_Default :scale_y: NECB_Default :scale_z: NECB_Default :shw_eff: NECB_Default :skylight_cond: NECB_Default :skylight_solar_trans: NECB_Default :srr_set: NECB_Default :template: NECB2017 | 0 | TRUE | 727.963 |  | https://s3.console.aws.amazon.com/s3/buckets/834599497928?region=ca-central-1&prefix=sara.gilani/baseline-2021-03-24/6a87033d-ede6-4783-acf8-880bd0e50e61/output/799d3bfd-0a29-4228-ad96-a26e9b378f91/ | 1.0.002 | 0 | 0 |  | 0 | 0 | tier_1 | 0
432 | 0 |  | NECB_Default | NECB_Default | NECB_Default | NECB_Default | NECB_Default | NECB_Default | NECB_Default | NECB_Default | MidriseApartment | NECB2017 | CAN_NS_Halifax.Dockyard.713280_CWEC2016.epw | Electricity | NECB_Default | NECB_Default | NECB_Default | NECB_Default | NECB_Default | NECB_Default | NECB_Default | NECB_Default | NECB_Default | NECB_Default | NECB_Default | NECB_Default | NECB_Default | NECB_Default | NECB_Default | NECB_Default | NECB_Default | NECB_Default | NECB_Default | NECB_Default | NECB_Default | NECB_Default | NECB_Default | NECB_Default | NECB_Default | NECB_Default | NECB_Default | aws_batch | 834599497928 | [5 empty] | baseline-2021-03-24 | 6a87033d-ede6-4783-acf8-880bd0e50e61 | TRUE | TRUE | a15a4134-2fe6-417b-91a3-8439818c62ab |  | 3134.61 | 2325.6934 | 40 | MidriseApartment |  |  | 2 | MidriseApartment | 4 |  | 4 | NECB2017 | 0.24343 | 9553.837 | 63.3698 | 43.5693 | 24.2284 | 22.1802 | 261.5222 | 108.1746 | HALIFAX | NOVA SCOTIA | 101.8226 | 0 | 0 | 101.8226 | 19.9693 | 0 | 0 | 19.9693 | 0 | 0.060148 | 0 | 0 | 0.50212 | 0.068031 | 0.021374 | 0.066643 | 0.06121 | 0.041568 | 0 | 0.00084859 | 0.50212 | 0.1823 | 61.2825 | 0 | Electricity | 40 | 0.757 | [5 empty] | 0.156 | 0.247 | 1.9 | 1.9 | 2 | Halifax Dockyard | CAN | 112 | 3647 | 44.655 | -63.577 | 6 | 4000 | NS | CAN_NS_Halifax.Dockyard.713280_CWEC2016.epw | 0 | 1.5634 | 0.012005 | 571.43 | 0 | 130.2314 | 7.8118 | 0.059984 | 2855.21 | 0.1 | 2021-03-24 15:18:24 +0000 | eef80c06 | 0.2.11 | :adv_dx_units: NECB_Default :analysis_id: 6a87033d-ede6-4783-acf8-880bd0e50e61 :analysis_name: baseline-2021-03-24 :boiler_eff: NECB_Default :btap_batch_version: 1.0.002 :building_type: MidriseApartment :compute_environment: aws_batch :datapoint_id: a15a4134-2fe6-417b-91a3-8439818c62ab :daylighting_type: NECB_Default :dcv_type: NECB_Default :door_construction_cond: NECB_Default :ecm_system_name: NECB_Default :enable_costing: true :epw_file: CAN_NS_Halifax.Dockyard.713280_CWEC2016.epw :erv_package: NECB_Default :ext_floor_cond: NECB_Default :ext_roof_cond: NECB_Default :ext_wall_cond: NECB_Default :fdwr_set: NECB_Default :fixed_wind_solar_trans: NECB_Default :fixed_window_cond: NECB_Default :furnace_eff: NECB_Default :glass_door_cond: NECB_Default :glass_door_solar_trans: NECB_Default :ground_floor_cond: NECB_Default :ground_roof_cond: NECB_Default :ground_wall_cond: NECB_Default :lights_scale: NECB_Default :lights_type: NECB_Default :overhead_door_cond: NECB_Default :primary_heating_fuel: Electricity :pv_ground_azimuth_angle: NECB_Default :pv_ground_module_description: NECB_Default :pv_ground_tilt_angle: NECB_Default :pv_ground_total_area_pv_panels_m2: NECB_Default :pv_ground_type: NECB_Default :rotation_degrees: NECB_Default :run_annual_simulation: true :s3_bucket: '834599497928' :scale_x: NECB_Default :scale_y: NECB_Default :scale_z: NECB_Default :shw_eff: NECB_Default :skylight_cond: NECB_Default :skylight_solar_trans: NECB_Default :srr_set: NECB_Default :template: NECB2017 | 0 | TRUE | 729.0562 |  | https://s3.console.aws.amazon.com/s3/buckets/834599497928?region=ca-central-1&prefix=sara.gilani/baseline-2021-03-24/6a87033d-ede6-4783-acf8-880bd0e50e61/output/a15a4134-2fe6-417b-91a3-8439818c62ab/ | 1.0.002 | 0 | 0 |  | 0 | 0 | tier_1 | 0
433 | 0 |  | NECB_Default | NECB_Default | NECB_Default | NECB_Default | NECB_Default | NECB_Default | NECB_Default | NECB_Default | MidriseApartment | NECB2011 | CAN_ON_Toronto.Pearson.Intl.AP.716240_CWEC2016.epw | NaturalGas | NECB_Default | NECB_Default | NECB_Default | NECB_Default | NECB_Default | NECB_Default | NECB_Default | NECB_Default | NECB_Default | NECB_Default | NECB_Default | NECB_Default | NECB_Default | NECB_Default | NECB_Default | NECB_Default | NECB_Default | NECB_Default | NECB_Default | NECB_Default | NECB_Default | NECB_Default | NECB_Default | NECB_Default | NECB_Default | NECB_Default | NECB_Default | aws_batch | 834599497928 | [5 empty] | baseline-2021-03-24 | 6a87033d-ede6-4783-acf8-880bd0e50e61 | TRUE | TRUE | d1930aa7-c284-4d9c-a971-ac907f221f4a |  | 3134.61 | 2325.6934 | 40 | MidriseApartment |  |  | 5 | MidriseApartment | 4 |  | 4 | NECB2011 | 0.24343 | 9553.837 | 74.1168 | 77.4944 | 27.0259 | 5.0348 | 308.8316 | 125.1597 | TORONTO | ONTARIO | 1.4502 | 14.3888 | 0 | 15.839 | 11.6186 | 2.5389 | 0 | 14.1575 | 0 | 0.064796 | 0 | 0 | 0.26109 | 0.085398 | 0 | 0.19067 | 0.061175 | 0.042943 | 0.29116 | 0.006776 | 0.55225 | 0.10048 | 25.0186 | 74.9307 | Natural Gas | 40 | 0.757 | [5 empty] | 0.183 | 0.278 | 2.2 | 2.2 | 5 | Toronto Pearson Intl AP | CAN | 382 | 3615 | 43.677 | -79.631 | 5 | 3890 | ON | CAN_ON_Toronto.Pearson.Intl.AP.716240_CWEC2016.epw | 0 | 0 | 0 | 0 | 314.98 | 66.401 | 3.3516 | 0.050475 | 1225 | 0.1 | 2021-03-24 15:18:45 +0000 | eef80c06 | 0.2.11 | :adv_dx_units: NECB_Default :analysis_id: 6a87033d-ede6-4783-acf8-880bd0e50e61 :analysis_name: baseline-2021-03-24 :boiler_eff: NECB_Default :btap_batch_version: 1.0.002 :building_type: MidriseApartment :compute_environment: aws_batch :datapoint_id: d1930aa7-c284-4d9c-a971-ac907f221f4a :daylighting_type: NECB_Default :dcv_type: NECB_Default :door_construction_cond: NECB_Default :ecm_system_name: NECB_Default :enable_costing: true :epw_file: CAN_ON_Toronto.Pearson.Intl.AP.716240_CWEC2016.epw :erv_package: NECB_Default :ext_floor_cond: NECB_Default :ext_roof_cond: NECB_Default :ext_wall_cond: NECB_Default :fdwr_set: NECB_Default :fixed_wind_solar_trans: NECB_Default :fixed_window_cond: NECB_Default :furnace_eff: NECB_Default :glass_door_cond: NECB_Default :glass_door_solar_trans: NECB_Default :ground_floor_cond: NECB_Default :ground_roof_cond: NECB_Default :ground_wall_cond: NECB_Default :lights_scale: NECB_Default :lights_type: NECB_Default :overhead_door_cond: NECB_Default :primary_heating_fuel: NaturalGas :pv_ground_azimuth_angle: NECB_Default :pv_ground_module_description: NECB_Default :pv_ground_tilt_angle: NECB_Default :pv_ground_total_area_pv_panels_m2: NECB_Default :pv_ground_type: NECB_Default :rotation_degrees: NECB_Default :run_annual_simulation: true :s3_bucket: '834599497928' :scale_x: NECB_Default :scale_y: NECB_Default :scale_z: NECB_Default :shw_eff: NECB_Default :skylight_cond: NECB_Default :skylight_solar_trans: NECB_Default :srr_set: NECB_Default :template: NECB2011 | 0 | TRUE | 786.6574 |  | https://s3.console.aws.amazon.com/s3/buckets/834599497928?region=ca-central-1&prefix=sara.gilani/baseline-2021-03-24/6a87033d-ede6-4783-acf8-880bd0e50e61/output/d1930aa7-c284-4d9c-a971-ac907f221f4a/ | 1.0.002 | 0 | 0 |  | 0 | 0 | tier_1 | 0
434 | 0 |  | NECB_Default | NECB_Default | NECB_Default | NECB_Default | NECB_Default | NECB_Default | NECB_Default | NECB_Default | MidriseApartment | NECB2011 | CAN_QC_Montreal-Trudeau.Intl.AP.716270_CWEC2016.epw | NaturalGas | NECB_Default | NECB_Default | NECB_Default | NECB_Default | NECB_Default | NECB_Default | NECB_Default | NECB_Default | NECB_Default | NECB_Default | NECB_Default | NECB_Default | NECB_Default | NECB_Default | NECB_Default | NECB_Default | NECB_Default | NECB_Default | NECB_Default | NECB_Default | NECB_Default | NECB_Default | NECB_Default | NECB_Default | NECB_Default | NECB_Default | NECB_Default | aws_batch | 834599497928 | [5 empty] | baseline-2021-03-24 | 6a87033d-ede6-4783-acf8-880bd0e50e61 | TRUE | TRUE | e719456e-5ca9-46aa-a189-d0f012be7c01 |  | 3134.61 | 2325.6934 | 37.3 | MidriseApartment |  |  | 5 | MidriseApartment | 4 |  | 4 | NECB2011 | 0.24343 | 9553.837 | 70.0586 | 76.5519 | 25.0733 | 4.9878 | 298.8516 | 122.1799 | MONTREAL | QUEBEC | 0.099254 | 16.2839 | 0 | 16.3832 | 6.3214 | 4.2654 | 0 | 10.5868 | 0 | 0.059325 | 0 | 0 | 0.25541 | 0.084757 | 0 | 0.22625 | 0.061175 | 0.042943 | 0.32963 | 0.0072098 | 0.58504 | 0.10339 | 22.642 | 76.2325 | Natural Gas | 37.3 | 0.757 | [5 empty] | 0.183 | 0.247 | 2.2 | 2.2 | 5 | Montreal-Trudeau Intl AP | CAN | 323 | 4090 | 45.471 | -73.741 | 6 | 4400 | QC | CAN_QC_Montreal-Trudeau.Intl.AP.716270_CWEC2016.epw | 0 | 0 | 0 | 0 | 324.08 | 66.401 | 3.3516 | 0.050475 | 1225 | 0.1 | 2021-03-24 15:18:41 +0000 | eef80c06 | 0.2.11 | :adv_dx_units: NECB_Default :analysis_id: 6a87033d-ede6-4783-acf8-880bd0e50e61 :analysis_name: baseline-2021-03-24 :boiler_eff: NECB_Default :btap_batch_version: 1.0.002 :building_type: MidriseApartment :compute_environment: aws_batch :datapoint_id: e719456e-5ca9-46aa-a189-d0f012be7c01 :daylighting_type: NECB_Default :dcv_type: NECB_Default :door_construction_cond: NECB_Default :ecm_system_name: NECB_Default :enable_costing: true :epw_file: CAN_QC_Montreal-Trudeau.Intl.AP.716270_CWEC2016.epw :erv_package: NECB_Default :ext_floor_cond: NECB_Default :ext_roof_cond: NECB_Default :ext_wall_cond: NECB_Default :fdwr_set: NECB_Default :fixed_wind_solar_trans: NECB_Default :fixed_window_cond: NECB_Default :furnace_eff: NECB_Default :glass_door_cond: NECB_Default :glass_door_solar_trans: NECB_Default :ground_floor_cond: NECB_Default :ground_roof_cond: NECB_Default :ground_wall_cond: NECB_Default :lights_scale: NECB_Default :lights_type: NECB_Default :overhead_door_cond: NECB_Default :primary_heating_fuel: NaturalGas :pv_ground_azimuth_angle: NECB_Default :pv_ground_module_description: NECB_Default :pv_ground_tilt_angle: NECB_Default :pv_ground_total_area_pv_panels_m2: NECB_Default :pv_ground_type: NECB_Default :rotation_degrees: NECB_Default :run_annual_simulation: true :s3_bucket: '834599497928' :scale_x: NECB_Default :scale_y: NECB_Default :scale_z: NECB_Default :shw_eff: NECB_Default :skylight_cond: NECB_Default :skylight_solar_trans: NECB_Default :srr_set: NECB_Default :template: NECB2011 | 0 | TRUE | 847.1222 |  | https://s3.console.aws.amazon.com/s3/buckets/834599497928?region=ca-central-1&prefix=sara.gilani/baseline-2021-03-24/6a87033d-ede6-4783-acf8-880bd0e50e61/output/e719456e-5ca9-46aa-a189-d0f012be7c01/ | 1.0.002 | 0 | 0 |  | 0 | 0 | tier_1 | 0
435 | 0 |  | NECB_Default | NECB_Default | NECB_Default | NECB_Default | NECB_Default | NECB_Default | NECB_Default | NECB_Default | MidriseApartment | NECB2011 | CAN_BC_Vancouver.Intl.AP.718920_CWEC2016.epw | NaturalGas | NECB_Default | NECB_Default | NECB_Default | NECB_Default | NECB_Default | NECB_Default | NECB_Default | NECB_Default | NECB_Default | NECB_Default | NECB_Default | NECB_Default | NECB_Default | NECB_Default | NECB_Default | NECB_Default | NECB_Default | NECB_Default | NECB_Default | NECB_Default | NECB_Default | NECB_Default | NECB_Default | NECB_Default | NECB_Default | NECB_Default | NECB_Default | aws_batch | 834599497928 | [5 empty] | baseline-2021-03-24 | 6a87033d-ede6-4783-acf8-880bd0e50e61 | TRUE | TRUE | 84afbcad-e0f1-46c8-8b6b-08055ac80011 |  | 3134.61 | 2325.6934 | 40 | MidriseApartment |  |  | 5 | MidriseApartment | 4 |  | 4 | NECB2011 | 0.24343 | 9553.837 | 66.8028 | 71.0429 | 24.3441 | 4.8809 | 283.9356 | 116.8649 | VANCOUVER | BRITISH COLUMBIA | 0.68642 | 12.2127 | 0 | 12.8992 | 6.8546 | 2.7398 | 0 | 9.5944 | 0 | 0.051525 | 0 | 0 | 0.24221 | 0.080185 | 0 | 0.14438 | 0.061175 | 0.042943 | 0.24224 | 0.0063836 | 0.48446 | 0.097865 | 20.3538 | 45.4518 | Natural Gas | 40 | 0.757 | [5 empty] | 0.227 | 0.315 | 2.4 | 2.4 | 5 | Vancouver Intl AP | CAN | 42 | 2797 | 49.195 | -123.184 | 4 | 2800 | BC | CAN_BC_Vancouver.Intl.AP.718920_CWEC2016.epw | 0 | 0 | 0 | 0 | 306.77 | 66.401 | 3.3516 | 0.050475 | 1225 | 0.1 | 2021-03-24 15:18:59 +0000 | eef80c06 | 0.2.11 | :adv_dx_units: NECB_Default :analysis_id: 6a87033d-ede6-4783-acf8-880bd0e50e61 :analysis_name: baseline-2021-03-24 :boiler_eff: NECB_Default :btap_batch_version: 1.0.002 :building_type: MidriseApartment :compute_environment: aws_batch :datapoint_id: 84afbcad-e0f1-46c8-8b6b-08055ac80011 :daylighting_type: NECB_Default :dcv_type: NECB_Default :door_construction_cond: NECB_Default :ecm_system_name: NECB_Default :enable_costing: true :epw_file: CAN_BC_Vancouver.Intl.AP.718920_CWEC2016.epw :erv_package: NECB_Default :ext_floor_cond: NECB_Default :ext_roof_cond: NECB_Default :ext_wall_cond: NECB_Default :fdwr_set: NECB_Default :fixed_wind_solar_trans: NECB_Default :fixed_window_cond: NECB_Default :furnace_eff: NECB_Default :glass_door_cond: NECB_Default :glass_door_solar_trans: NECB_Default :ground_floor_cond: NECB_Default :ground_roof_cond: NECB_Default :ground_wall_cond: NECB_Default :lights_scale: NECB_Default :lights_type: NECB_Default :overhead_door_cond: NECB_Default :primary_heating_fuel: NaturalGas :pv_ground_azimuth_angle: NECB_Default :pv_ground_module_description: NECB_Default :pv_ground_tilt_angle: NECB_Default :pv_ground_total_area_pv_panels_m2: NECB_Default :pv_ground_type: NECB_Default :rotation_degrees: NECB_Default :run_annual_simulation: true :s3_bucket: '834599497928' :scale_x: NECB_Default :scale_y: NECB_Default :scale_z: NECB_Default :shw_eff: NECB_Default :skylight_cond: NECB_Default :skylight_solar_trans: NECB_Default :srr_set: NECB_Default :template: NECB2011 | 0 | TRUE | 788.83 |  | https://s3.console.aws.amazon.com/s3/buckets/834599497928?region=ca-central-1&prefix=sara.gilani/baseline-2021-03-24/6a87033d-ede6-4783-acf8-880bd0e50e61/output/84afbcad-e0f1-46c8-8b6b-08055ac80011/ | 1.0.002 | 0 | 0 |  | 0 | 0 | tier_1 | 0
436 | 0 |  | NECB_Default | NECB_Default | NECB_Default | NECB_Default | NECB_Default | NECB_Default | NECB_Default | NECB_Default | MidriseApartment | NECB2011 | CAN_QC_Montreal-Trudeau.Intl.AP.716270_CWEC2016.epw | Electricity | NECB_Default | NECB_Default | NECB_Default | NECB_Default | NECB_Default | NECB_Default | NECB_Default | NECB_Default | NECB_Default | NECB_Default | NECB_Default | NECB_Default | NECB_Default | NECB_Default | NECB_Default | NECB_Default | NECB_Default | NECB_Default | NECB_Default | NECB_Default | NECB_Default | NECB_Default | NECB_Default | NECB_Default | NECB_Default | NECB_Default | NECB_Default | aws_batch | 834599497928 | [5 empty] | baseline-2021-03-24 | 6a87033d-ede6-4783-acf8-880bd0e50e61 | TRUE | TRUE | fc77e109-e7e2-4fd0-b90c-b6c67ce8b9da |  | 3134.61 | 2325.6934 | 37.3 | MidriseApartment |  |  | 5 | MidriseApartment | 4 |  | 4 | NECB2011 | 0.24343 | 9553.837 | 70.0586 | 48.3415 | 25.0733 | 6.4095 | 246.9006 | 97.0178 | MONTREAL | QUEBEC | 0.20233 | 0 | 0 | 0.20233 | 12.8862 | 0 | 0 | 12.8862 | 0 | 0.059325 | 0 | 0 | 0.52065 | 0.084645 | 0 | 0.19248 | 0.061175 | 0.042943 | 0 | 0.00023288 | 0.52065 | 0.079854 | 75.2552 | 0 | Electricity | 37.3 | 0.757 | [5 empty] | 0.183 | 0.247 | 2.2 | 2.2 | 5 | Montreal-Trudeau Intl AP | CAN | 323 | 4090 | 45.471 | -73.741 | 6 | 4400 | QC | CAN_QC_Montreal-Trudeau.Intl.AP.716270_CWEC2016.epw | 0 | 0.68484 | 0.010314 | 250.31 | 0 | 66.401 | 3.3516 | 0.050475 | 1225 | 0.1 | 2021-03-24 15:18:32 +0000 | eef80c06 | 0.2.11 | :adv_dx_units: NECB_Default :analysis_id: 6a87033d-ede6-4783-acf8-880bd0e50e61 :analysis_name: baseline-2021-03-24 :boiler_eff: NECB_Default :btap_batch_version: 1.0.002 :building_type: MidriseApartment :compute_environment: aws_batch :datapoint_id: fc77e109-e7e2-4fd0-b90c-b6c67ce8b9da :daylighting_type: NECB_Default :dcv_type: NECB_Default :door_construction_cond: NECB_Default :ecm_system_name: NECB_Default :enable_costing: true :epw_file: CAN_QC_Montreal-Trudeau.Intl.AP.716270_CWEC2016.epw :erv_package: NECB_Default :ext_floor_cond: NECB_Default :ext_roof_cond: NECB_Default :ext_wall_cond: NECB_Default :fdwr_set: NECB_Default :fixed_wind_solar_trans: NECB_Default :fixed_window_cond: NECB_Default :furnace_eff: NECB_Default :glass_door_cond: NECB_Default :glass_door_solar_trans: NECB_Default :ground_floor_cond: NECB_Default :ground_roof_cond: NECB_Default :ground_wall_cond: NECB_Default :lights_scale: NECB_Default :lights_type: NECB_Default :overhead_door_cond: NECB_Default :primary_heating_fuel: Electricity :pv_ground_azimuth_angle: NECB_Default :pv_ground_module_description: NECB_Default :pv_ground_tilt_angle: NECB_Default :pv_ground_total_area_pv_panels_m2: NECB_Default :pv_ground_type: NECB_Default :rotation_degrees: NECB_Default :run_annual_simulation: true :s3_bucket: '834599497928' :scale_x: NECB_Default :scale_y: NECB_Default :scale_z: NECB_Default :shw_eff: NECB_Default :skylight_cond: NECB_Default :skylight_solar_trans: NECB_Default :srr_set: NECB_Default :template: NECB2011 | 0 | TRUE | 848.6714 |  | https://s3.console.aws.amazon.com/s3/buckets/834599497928?region=ca-central-1&prefix=sara.gilani/baseline-2021-03-24/6a87033d-ede6-4783-acf8-880bd0e50e61/output/fc77e109-e7e2-4fd0-b90c-b6c67ce8b9da/ | 1.0.002 | 0 | 0 |  | 0 | 0 | tier_1 | 0
437 | 0 |  | NECB_Default | NECB_Default | NECB_Default | NECB_Default | NECB_Default | NECB_Default | NECB_Default | NECB_Default | MidriseApartment | NECB2011 | CAN_AB_Calgary.Intl.AP.718770_CWEC2016.epw | NaturalGas | NECB_Default | NECB_Default | NECB_Default | NECB_Default | NECB_Default | NECB_Default | NECB_Default | NECB_Default | NECB_Default | NECB_Default | NECB_Default | NECB_Default | NECB_Default | NECB_Default | NECB_Default | NECB_Default | NECB_Default | NECB_Default | NECB_Default | NECB_Default | NECB_Default | NECB_Default | NECB_Default | NECB_Default | NECB_Default | NECB_Default | NECB_Default | aws_batch | 834599497928 | [5 empty] | baseline-2021-03-24 | 6a87033d-ede6-4783-acf8-880bd0e50e61 | TRUE | TRUE | f2268d46-11eb-41f6-9abc-9a47c9598a42 |  | 3134.61 | 2325.6934 | 33.3 | MidriseApartment |  |  | 5 | MidriseApartment | 4 |  | 4 | NECB2011 | 0.24343 | 9553.837 | 70.76 | 76.9284 | 26.8992 | 4.984 | 302.7598 | 123.1882 | CALGARY | ALBERTA | 54.6885 | 16.2621 | 0 | 70.9506 | 5.1833 | 1.1602 | 0 | 6.3435 | 0 | 0.050204 | 0 | 0 | 0.2492 | 0.086888 | 0 | 0.21371 | 0.061175 | 0.042943 | 0.32227 | 0.0079882 | 0.57147 | 0.10855 | 22.0639 | 64.809 | Natural Gas | 33.3 | 0.757 | [5 empty] | 0.162 | 0.21 | 2.2 | 2.2 | 5 | Calgary Intl AP | CAN | 64 | 4781 | 51.114 | -114.02 | 7a | 5000 | AB | CAN_AB_Calgary.Intl.AP.718770_CWEC2016.epw | 0 | 0 | 0 | 0 | 340.27 | 66.401 | 3.3516 | 0.050475 | 1225 | 0.1 | 2021-03-24 15:19:08 +0000 | eef80c06 | 0.2.11 | :adv_dx_units: NECB_Default :analysis_id: 6a87033d-ede6-4783-acf8-880bd0e50e61 :analysis_name: baseline-2021-03-24 :boiler_eff: NECB_Default :btap_batch_version: 1.0.002 :building_type: MidriseApartment :compute_environment: aws_batch :datapoint_id: f2268d46-11eb-41f6-9abc-9a47c9598a42 :daylighting_type: NECB_Default :dcv_type: NECB_Default :door_construction_cond: NECB_Default :ecm_system_name: NECB_Default :enable_costing: true :epw_file: CAN_AB_Calgary.Intl.AP.718770_CWEC2016.epw :erv_package: NECB_Default :ext_floor_cond: NECB_Default :ext_roof_cond: NECB_Default :ext_wall_cond: NECB_Default :fdwr_set: NECB_Default :fixed_wind_solar_trans: NECB_Default :fixed_window_cond: NECB_Default :furnace_eff: NECB_Default :glass_door_cond: NECB_Default :glass_door_solar_trans: NECB_Default :ground_floor_cond: NECB_Default :ground_roof_cond: NECB_Default :ground_wall_cond: NECB_Default :lights_scale: NECB_Default :lights_type: NECB_Default :overhead_door_cond: NECB_Default :primary_heating_fuel: NaturalGas :pv_ground_azimuth_angle: NECB_Default :pv_ground_module_description: NECB_Default :pv_ground_tilt_angle: NECB_Default :pv_ground_total_area_pv_panels_m2: NECB_Default :pv_ground_type: NECB_Default :rotation_degrees: NECB_Default :run_annual_simulation: true :s3_bucket: '834599497928' :scale_x: NECB_Default :scale_y: NECB_Default :scale_z: NECB_Default :shw_eff: NECB_Default :skylight_cond: NECB_Default :skylight_solar_trans: NECB_Default :srr_set: NECB_Default :template: NECB2011 | 0 | TRUE | 789.264 |  | https://s3.console.aws.amazon.com/s3/buckets/834599497928?region=ca-central-1&prefix=sara.gilani/baseline-2021-03-24/6a87033d-ede6-4783-acf8-880bd0e50e61/output/f2268d46-11eb-41f6-9abc-9a47c9598a42/ | 1.0.002 | 0 | 0 |  | 0 | 0 | tier_1 | 0
438 | 0 |  | NECB_Default | NECB_Default | NECB_Default | NECB_Default | NECB_Default | NECB_Default | NECB_Default | NECB_Default | MidriseApartment | NECB2015 | CAN_AB_Edmonton.Intl.AP.711230_CWEC2016.epw | Electricity | NECB_Default | NECB_Default | NECB_Default | NECB_Default | NECB_Default | NECB_Default | NECB_Default | NECB_Default | NECB_Default | NECB_Default | NECB_Default | NECB_Default | NECB_Default | NECB_Default | NECB_Default | NECB_Default | NECB_Default | NECB_Default | NECB_Default | NECB_Default | NECB_Default | NECB_Default | NECB_Default | NECB_Default | NECB_Default | NECB_Default | NECB_Default | aws_batch | 834599497928 | [5 empty] | baseline-2021-03-24 | 6a87033d-ede6-4783-acf8-880bd0e50e61 | TRUE | TRUE | 8f62de91-4934-4b41-8a8b-ef5d8a58e63b |  | 3134.61 | 2325.6934 | 32.5 | MidriseApartment |  |  | 5 | MidriseApartment | 4 |  | 4 | NECB2015 | 0.24343 | 9553.837 | 70.724 | 49.3278 | 27.226 | 22.3841 | 268.9261 | 99.2641 | EDMONTON | ALBERTA | 152.256 | 0 | 0 | 152.256 | 14.4307 | 0 | 0 | 14.4307 | 0 | 0.053381 | 0 | 0 | 0.69378 | 0.086821 | 0 | 0.2458 | 0.06121 | 0.042238 | 0 | 0.00084859 | 0.69378 | 0.20348 | 80.6027 | 0 | Electricity | 32.5 | 0.757 | [5 empty] | 0.162 | 0.21 | 2.2 | 2.2 | 5 | Edmonton Intl AP | CAN | 23 | 5588 | 53.31 | -113.579 | 7a | 5120 | AB | CAN_AB_Edmonton.Intl.AP.711230_CWEC2016.epw | 0 | 1.7451 | 0.0134 | 637.83 | 0 | 130.2314 | 7.8118 | 0.059984 | 2855.21 | 0.1 | 2021-03-24 15:18:30 +0000 | eef80c06 | 0.2.11 | :adv_dx_units: NECB_Default :analysis_id: 6a87033d-ede6-4783-acf8-880bd0e50e61 :analysis_name: baseline-2021-03-24 :boiler_eff: NECB_Default :btap_batch_version: 1.0.002 :building_type: MidriseApartment :compute_environment: aws_batch :datapoint_id: 8f62de91-4934-4b41-8a8b-ef5d8a58e63b :daylighting_type: NECB_Default :dcv_type: NECB_Default :door_construction_cond: NECB_Default :ecm_system_name: NECB_Default :enable_costing: true :epw_file: CAN_AB_Edmonton.Intl.AP.711230_CWEC2016.epw :erv_package: NECB_Default :ext_floor_cond: NECB_Default :ext_roof_cond: NECB_Default :ext_wall_cond: NECB_Default :fdwr_set: NECB_Default :fixed_wind_solar_trans: NECB_Default :fixed_window_cond: NECB_Default :furnace_eff: NECB_Default :glass_door_cond: NECB_Default :glass_door_solar_trans: NECB_Default :ground_floor_cond: NECB_Default :ground_roof_cond: NECB_Default :ground_wall_cond: NECB_Default :lights_scale: NECB_Default :lights_type: NECB_Default :overhead_door_cond: NECB_Default :primary_heating_fuel: Electricity :pv_ground_azimuth_angle: NECB_Default :pv_ground_module_description: NECB_Default :pv_ground_tilt_angle: NECB_Default :pv_ground_total_area_pv_panels_m2: NECB_Default :pv_ground_type: NECB_Default :rotation_degrees: NECB_Default :run_annual_simulation: true :s3_bucket: '834599497928' :scale_x: NECB_Default :scale_y: NECB_Default :scale_z: NECB_Default :shw_eff: NECB_Default :skylight_cond: NECB_Default :skylight_solar_trans: NECB_Default :srr_set: NECB_Default :template: NECB2015 | 0 | TRUE | 788.4503 |  | https://s3.console.aws.amazon.com/s3/buckets/834599497928?region=ca-central-1&prefix=sara.gilani/baseline-2021-03-24/6a87033d-ede6-4783-acf8-880bd0e50e61/output/8f62de91-4934-4b41-8a8b-ef5d8a58e63b/ | 1.0.002 | 0 | 0 |  | 0 | 0 | tier_1 | 0
439 | 0 |  | NECB_Default | NECB_Default | NECB_Default | NECB_Default | NECB_Default | NECB_Default | NECB_Default | NECB_Default | MidriseApartment | NECB2015 | CAN_NS_Halifax.Dockyard.713280_CWEC2016.epw | NaturalGas | NECB_Default | NECB_Default | NECB_Default | NECB_Default | NECB_Default | NECB_Default | NECB_Default | NECB_Default | NECB_Default | NECB_Default | NECB_Default | NECB_Default | NECB_Default | NECB_Default | NECB_Default | NECB_Default | NECB_Default | NECB_Default | NECB_Default | NECB_Default | NECB_Default | NECB_Default | NECB_Default | NECB_Default | NECB_Default | NECB_Default | NECB_Default | aws_batch | 834599497928 | [5 empty] | baseline-2021-03-24 | 6a87033d-ede6-4783-acf8-880bd0e50e61 | TRUE | TRUE | 26c5f677-2d02-4ab9-b217-54ca77b85e65 |  | 3134.61 | 2325.6934 | 40 | MidriseApartment |  |  | 5 | MidriseApartment | 4 |  | 4 | NECB2015 | 0.24343 | 9553.837 | 61.0209 | 69.536 | 24.2284 | 6.0781 | 276.9372 | 116.0738 | HALIFAX | NOVA SCOTIA | 50.3967 | 21.4579 | 0 | 71.8546 | 9.8837 | 5.4162 | 0 | 15.2999 | 0 | 0.059794 | 0 | 0 | 0.24852 | 0.07644 | 0 | 0.19497 | 0.06121 | 0.042238 | 0.43123 | 0.00884 | 0.67975 | 0.23626 | 21.036 | 68.9753 | Natural Gas | 40 | 0.757 | [5 empty] | 0.183 | 0.247 | 2.2 | 2.2 | 5 | Halifax Dockyard | CAN | 112 | 3647 | 44.655 | -63.577 | 6 | 4000 | NS | CAN_NS_Halifax.Dockyard.713280_CWEC2016.epw | 0 | 0 | 0 | 0 | 740.58 | 130.2314 | 7.8118 | 0.059984 | 2855.21 | 0.1 | 2021-03-24 15:18:44 +0000 | eef80c06 | 0.2.11 | :adv_dx_units: NECB_Default :analysis_id: 6a87033d-ede6-4783-acf8-880bd0e50e61 :analysis_name: baseline-2021-03-24 :boiler_eff: NECB_Default :btap_batch_version: 1.0.002 :building_type: MidriseApartment :compute_environment: aws_batch :datapoint_id: 26c5f677-2d02-4ab9-b217-54ca77b85e65 :daylighting_type: NECB_Default :dcv_type: NECB_Default :door_construction_cond: NECB_Default :ecm_system_name: NECB_Default :enable_costing: true :epw_file: CAN_NS_Halifax.Dockyard.713280_CWEC2016.epw :erv_package: NECB_Default :ext_floor_cond: NECB_Default :ext_roof_cond: NECB_Default :ext_wall_cond: NECB_Default :fdwr_set: NECB_Default :fixed_wind_solar_trans: NECB_Default :fixed_window_cond: NECB_Default :furnace_eff: NECB_Default :glass_door_cond: NECB_Default :glass_door_solar_trans: NECB_Default :ground_floor_cond: NECB_Default :ground_roof_cond: NECB_Default :ground_wall_cond: NECB_Default :lights_scale: NECB_Default :lights_type: NECB_Default :overhead_door_cond: NECB_Default :primary_heating_fuel: NaturalGas :pv_ground_azimuth_angle: NECB_Default :pv_ground_module_description: NECB_Default :pv_ground_tilt_angle: NECB_Default :pv_ground_total_area_pv_panels_m2: NECB_Default :pv_ground_type: NECB_Default :rotation_degrees: NECB_Default :run_annual_simulation: true :s3_bucket: '834599497928' :scale_x: NECB_Default :scale_y: NECB_Default :scale_z: NECB_Default :shw_eff: NECB_Default :skylight_cond: NECB_Default :skylight_solar_trans: NECB_Default :srr_set: NECB_Default :template: NECB2015 | 0 | TRUE | 788.6272 |  | https://s3.console.aws.amazon.com/s3/buckets/834599497928?region=ca-central-1&prefix=sara.gilani/baseline-2021-03-24/6a87033d-ede6-4783-acf8-880bd0e50e61/output/26c5f677-2d02-4ab9-b217-54ca77b85e65/ | 1.0.002 | 0 | 0 |  | 0 | 0 | tier_1 | 0
440 | 0 |  | NECB_Default | NECB_Default | NECB_Default | NECB_Default | NECB_Default | NECB_Default | NECB_Default | NECB_Default | MidriseApartment | NECB2017 | CAN_ON_Toronto.Pearson.Intl.AP.716240_CWEC2016.epw | Electricity | NECB_Default | NECB_Default | NECB_Default | NECB_Default | NECB_Default | NECB_Default | NECB_Default | NECB_Default | NECB_Default | NECB_Default | NECB_Default | NECB_Default | NECB_Default | NECB_Default | NECB_Default | NECB_Default | NECB_Default | NECB_Default | NECB_Default | NECB_Default | NECB_Default | NECB_Default | NECB_Default | NECB_Default | NECB_Default | NECB_Default | NECB_Default | aws_batch | 834599497928 | [5 empty] | baseline-2021-03-24 | 6a87033d-ede6-4783-acf8-880bd0e50e61 | TRUE | TRUE | 84905d9c-89cb-43b1-b3e5-b4477a9a2fd8 |  | 3134.61 | 2325.6934 | 40 | MidriseApartment |  |  | 2 | MidriseApartment | 4 |  | 4 | NECB2017 | 0.24343 | 9553.837 | 76.6584 | 47.4885 | 27.0259 | 22.3933 | 289.0413 | 115.4753 | TORONTO | ONTARIO | 2.9168 | 0 | 0 | 2.9168 | 23.369 | 0 | 0 | 23.369 | 0 | 0.072657 | 0 | 0 | 0.52515 | 0.073122 | 0.021374 | 0.075135 | 0.06121 | 0.041568 | 0 | 0.00084859 | 0.52515 | 0.17923 | 70.0673 | 0 | Electricity | 40 | 0.757 | [5 empty] | 0.156 | 0.278 | 1.9 | 1.9 | 2 | Toronto Pearson Intl AP | CAN | 382 | 3615 | 43.677 | -79.631 | 5 | 3890 | ON | CAN_ON_Toronto.Pearson.Intl.AP.716240_CWEC2016.epw | 0 | 1.5371 | 0.011803 | 561.82 | 0 | 130.2314 | 7.8118 | 0.059984 | 2855.21 | 0.1 | 2021-03-24 15:19:06 +0000 | eef80c06 | 0.2.11 | :adv_dx_units: NECB_Default :analysis_id: 6a87033d-ede6-4783-acf8-880bd0e50e61 :analysis_name: baseline-2021-03-24 :boiler_eff: NECB_Default :btap_batch_version: 1.0.002 :building_type: MidriseApartment :compute_environment: aws_batch :datapoint_id: 84905d9c-89cb-43b1-b3e5-b4477a9a2fd8 :daylighting_type: NECB_Default :dcv_type: NECB_Default :door_construction_cond: NECB_Default :ecm_system_name: NECB_Default :enable_costing: true :epw_file: CAN_ON_Toronto.Pearson.Intl.AP.716240_CWEC2016.epw :erv_package: NECB_Default :ext_floor_cond: NECB_Default :ext_roof_cond: NECB_Default :ext_wall_cond: NECB_Default :fdwr_set: NECB_Default :fixed_wind_solar_trans: NECB_Default :fixed_window_cond: NECB_Default :furnace_eff: NECB_Default :glass_door_cond: NECB_Default :glass_door_solar_trans: NECB_Default :ground_floor_cond: NECB_Default :ground_roof_cond: NECB_Default :ground_wall_cond: NECB_Default :lights_scale: NECB_Default :lights_type: NECB_Default :overhead_door_cond: NECB_Default :primary_heating_fuel: Electricity :pv_ground_azimuth_angle: NECB_Default :pv_ground_module_description: NECB_Default :pv_ground_tilt_angle: NECB_Default :pv_ground_total_area_pv_panels_m2: NECB_Default :pv_ground_type: NECB_Default :rotation_degrees: NECB_Default :run_annual_simulation: true :s3_bucket: '834599497928' :scale_x: NECB_Default :scale_y: NECB_Default :scale_z: NECB_Default :shw_eff: NECB_Default :skylight_cond: NECB_Default :skylight_solar_trans: NECB_Default :srr_set: NECB_Default :template: NECB2017 | 0 | TRUE | 727.0763 |  | https://s3.console.aws.amazon.com/s3/buckets/834599497928?region=ca-central-1&prefix=sara.gilani/baseline-2021-03-24/6a87033d-ede6-4783-acf8-880bd0e50e61/output/84905d9c-89cb-43b1-b3e5-b4477a9a2fd8/ | 1.0.002 | 0 | 0 |  | 0 | 0 | tier_1 | 0
441 | 0 |  | NECB_Default | NECB_Default | NECB_Default | NECB_Default | NECB_Default | NECB_Default | NECB_Default | NECB_Default | MidriseApartment | NECB2011 | CAN_NS_Halifax.Dockyard.713280_CWEC2016.epw | NaturalGas | NECB_Default | NECB_Default | NECB_Default | NECB_Default | NECB_Default | NECB_Default | NECB_Default | NECB_Default | NECB_Default | NECB_Default | NECB_Default | NECB_Default | NECB_Default | NECB_Default | NECB_Default | NECB_Default | NECB_Default | NECB_Default | NECB_Default | NECB_Default | NECB_Default | NECB_Default | NECB_Default | NECB_Default | NECB_Default | NECB_Default | NECB_Default | aws_batch | 834599497928 | [5 empty] | baseline-2021-03-24 | 6a87033d-ede6-4783-acf8-880bd0e50e61 | TRUE | TRUE | e0ae357f-4257-415c-8fdf-f1f947b802bf |  | 3134.61 | 2325.6934 | 40 | MidriseApartment |  |  | 5 | MidriseApartment | 4 |  | 4 | NECB2011 | 0.24343 | 9553.837 | 61.0209 | 70.2456 | 24.2284 | 4.8115 | 275.1139 | 114.8075 | HALIFAX | NOVA SCOTIA | 48.8512 | 14.1436 | 0 | 62.9947 | 9.5806 | 3.57 | 0 | 13.1506 | 0 | 0.050992 | 0 | 0 | 0.2409 | 0.078651 | 0 | 0.18208 | 0.061175 | 0.042943 | 0.28423 | 0.0071365 | 0.52513 | 0.10215 | 20.1867 | 59.9928 | Natural Gas | 40 | 0.757 | [5 empty] | 0.183 | 0.247 | 2.2 | 2.2 | 5 | Halifax Dockyard | CAN | 112 | 3647 | 44.655 | -63.577 | 6 | 4000 | NS | CAN_NS_Halifax.Dockyard.713280_CWEC2016.epw | 0 | 0 | 0 | 0 | 320.21 | 66.401 | 3.3516 | 0.050475 | 1225 | 0.1 | 2021-03-24 15:18:34 +0000 | eef80c06 | 0.2.11 | :adv_dx_units: NECB_Default :analysis_id: 6a87033d-ede6-4783-acf8-880bd0e50e61 :analysis_name: baseline-2021-03-24 :boiler_eff: NECB_Default :btap_batch_version: 1.0.002 :building_type: MidriseApartment :compute_environment: aws_batch :datapoint_id: e0ae357f-4257-415c-8fdf-f1f947b802bf :daylighting_type: NECB_Default :dcv_type: NECB_Default :door_construction_cond: NECB_Default :ecm_system_name: NECB_Default :enable_costing: true :epw_file: CAN_NS_Halifax.Dockyard.713280_CWEC2016.epw :erv_package: NECB_Default :ext_floor_cond: NECB_Default :ext_roof_cond: NECB_Default :ext_wall_cond: NECB_Default :fdwr_set: NECB_Default :fixed_wind_solar_trans: NECB_Default :fixed_window_cond: NECB_Default :furnace_eff: NECB_Default :glass_door_cond: NECB_Default :glass_door_solar_trans: NECB_Default :ground_floor_cond: NECB_Default :ground_roof_cond: NECB_Default :ground_wall_cond: NECB_Default :lights_scale: NECB_Default :lights_type: NECB_Default :overhead_door_cond: NECB_Default :primary_heating_fuel: NaturalGas :pv_ground_azimuth_angle: NECB_Default :pv_ground_module_description: NECB_Default :pv_ground_tilt_angle: NECB_Default :pv_ground_total_area_pv_panels_m2: NECB_Default :pv_ground_type: NECB_Default :rotation_degrees: NECB_Default :run_annual_simulation: true :s3_bucket: '834599497928' :scale_x: NECB_Default :scale_y: NECB_Default :scale_z: NECB_Default :shw_eff: NECB_Default :skylight_cond: NECB_Default :skylight_solar_trans: NECB_Default :srr_set: NECB_Default :template: NECB2011 | 0 | TRUE | 849.7713 |  | https://s3.console.aws.amazon.com/s3/buckets/834599497928?region=ca-central-1&prefix=sara.gilani/baseline-2021-03-24/6a87033d-ede6-4783-acf8-880bd0e50e61/output/e0ae357f-4257-415c-8fdf-f1f947b802bf/ | 1.0.002 | 0 | 0 |  | 0 | 0 | tier_1 | 0
442 | 0 |  | NECB_Default | NECB_Default | NECB_Default | NECB_Default | NECB_Default | NECB_Default | NECB_Default | NECB_Default | MidriseApartment | NECB2011 | CAN_YT_Whitehorse.Intl.AP.719640_CWEC2016.epw | Electricity | NECB_Default | NECB_Default | NECB_Default | NECB_Default | NECB_Default | NECB_Default | NECB_Default | NECB_Default | NECB_Default | NECB_Default | NECB_Default | NECB_Default | NECB_Default | NECB_Default | NECB_Default | NECB_Default | NECB_Default | NECB_Default | NECB_Default | NECB_Default | NECB_Default | NECB_Default | NECB_Default | NECB_Default | NECB_Default | NECB_Default | NECB_Default | aws_batch | 834599497928 | [5 empty] | baseline-2021-03-24 | 6a87033d-ede6-4783-acf8-880bd0e50e61 | TRUE | TRUE | fe839623-03fe-4e3a-b218-46ec3d976182 |  | 3134.61 | 2325.6934 | 22.8 | MidriseApartment |  |  | 5 | MidriseApartment | 4 |  | 4 | NECB2011 | 0.24343 | 9553.837 | 57.725 | 39.0423 | 23.871 | 6.2348 | 216.579 | 89.7059 | WHITEHORSE | YUKON | 8.9377 | 0 | 0 | 8.9377 | 20.4685 | 0 | 0 | 20.4685 | 0 | 0.025968 | 0 | 0 | 0.57463 | 0.079225 | 0 | 0.27329 | 0.061175 | 0.042943 | 0 | 0.00023288 | 0.57463 | 0.091795 | 70.1333 | 0 | Electricity | 22.8 | 0.757 | [5 empty] | 0.162 | 0.21 | 2.2 | 2.2 | 5 | Whitehorse Intl AP | CAN | 5 | 6491 | 60.709 | -135.069 | 7b | 6580 | YT | CAN_YT_Whitehorse.Intl.AP.719640_CWEC2016.epw | 0 | 0.78725 | 0.011856 | 287.74 | 0 | 66.401 | 3.3516 | 0.050475 | 1225 | 0.1 | 2021-03-24 15:18:36 +0000 | eef80c06 | 0.2.11 | :adv_dx_units: NECB_Default :analysis_id: 6a87033d-ede6-4783-acf8-880bd0e50e61 :analysis_name: baseline-2021-03-24 :boiler_eff: NECB_Default :btap_batch_version: 1.0.002 :building_type: MidriseApartment :compute_environment: aws_batch :datapoint_id: fe839623-03fe-4e3a-b218-46ec3d976182 :daylighting_type: NECB_Default :dcv_type: NECB_Default :door_construction_cond: NECB_Default :ecm_system_name: NECB_Default :enable_costing: true :epw_file: CAN_YT_Whitehorse.Intl.AP.719640_CWEC2016.epw :erv_package: NECB_Default :ext_floor_cond: NECB_Default :ext_roof_cond: NECB_Default :ext_wall_cond: NECB_Default :fdwr_set: NECB_Default :fixed_wind_solar_trans: NECB_Default :fixed_window_cond: NECB_Default :furnace_eff: NECB_Default :glass_door_cond: NECB_Default :glass_door_solar_trans: NECB_Default :ground_floor_cond: NECB_Default :ground_roof_cond: NECB_Default :ground_wall_cond: NECB_Default :lights_scale: NECB_Default :lights_type: NECB_Default :overhead_door_cond: NECB_Default :primary_heating_fuel: Electricity :pv_ground_azimuth_angle: NECB_Default :pv_ground_module_description: NECB_Default :pv_ground_tilt_angle: NECB_Default :pv_ground_total_area_pv_panels_m2: NECB_Default :pv_ground_type: NECB_Default :rotation_degrees: NECB_Default :run_annual_simulation: true :s3_bucket: '834599497928' :scale_x: NECB_Default :scale_y: NECB_Default :scale_z: NECB_Default :shw_eff: NECB_Default :skylight_cond: NECB_Default :skylight_solar_trans: NECB_Default :srr_set: NECB_Default :template: NECB2011 | 0 | TRUE | 790.2123 |  | https://s3.console.aws.amazon.com/s3/buckets/834599497928?region=ca-central-1&prefix=sara.gilani/baseline-2021-03-24/6a87033d-ede6-4783-acf8-880bd0e50e61/output/fe839623-03fe-4e3a-b218-46ec3d976182/ | 1.0.002 | 0 | 0 |  | 0 | 0 | tier_1 | 0
443 | 0 |  | NECB_Default | NECB_Default | NECB_Default | NECB_Default | NECB_Default | NECB_Default | NECB_Default | NECB_Default | MidriseApartment | NECB2015 | CAN_AB_Calgary.Intl.AP.718770_CWEC2016.epw | NaturalGas | NECB_Default | NECB_Default | NECB_Default | NECB_Default | NECB_Default | NECB_Default | NECB_Default | NECB_Default | NECB_Default | NECB_Default | NECB_Default | NECB_Default | NECB_Default | NECB_Default | NECB_Default | NECB_Default | NECB_Default | NECB_Default | NECB_Default | NECB_Default | NECB_Default | NECB_Default | NECB_Default | NECB_Default | NECB_Default | NECB_Default | NECB_Default | aws_batch | 834599497928 | [5 empty] | baseline-2021-03-24 | 6a87033d-ede6-4783-acf8-880bd0e50e61 | TRUE | TRUE | a3368ff0-4862-4c97-bdc5-6b1593ed93e4 |  | 3134.61 | 2325.6934 | 33.3 | MidriseApartment |  |  | 5 | MidriseApartment | 4 |  | 4 | NECB2015 | 0.24343 | 9553.837 | 70.76 | 76.8583 | 26.8992 | 6.2807 | 305.3144 | 124.5162 | CALGARY | ALBERTA | 56.1454 | 24.1651 | 0 | 80.3105 | 5.3214 | 1.724 | 0 | 7.0454 | 0 | 0.058294 | 0 | 0 | 0.25584 | 0.084138 | 0 | 0.22765 | 0.06121 | 0.042238 | 0.47888 | 0.0099598 | 0.73472 | 0.25123 | 23.0894 | 72.2318 | Natural Gas | 33.3 | 0.757 | [5 empty] | 0.162 | 0.21 | 2.2 | 2.2 | 5 | Calgary Intl AP | CAN | 64 | 4781 | 51.114 | -114.02 | 7a | 5000 | AB | CAN_AB_Calgary.Intl.AP.718770_CWEC2016.epw | 0 | 0 | 0 | 0 | 787.5 | 130.2314 | 7.8118 | 0.059984 | 2855.21 | 0.1 | 2021-03-24 15:18:50 +0000 | eef80c06 | 0.2.11 | :adv_dx_units: NECB_Default :analysis_id: 6a87033d-ede6-4783-acf8-880bd0e50e61 :analysis_name: baseline-2021-03-24 :boiler_eff: NECB_Default :btap_batch_version: 1.0.002 :building_type: MidriseApartment :compute_environment: aws_batch :datapoint_id: a3368ff0-4862-4c97-bdc5-6b1593ed93e4 :daylighting_type: NECB_Default :dcv_type: NECB_Default :door_construction_cond: NECB_Default :ecm_system_name: NECB_Default :enable_costing: true :epw_file: CAN_AB_Calgary.Intl.AP.718770_CWEC2016.epw :erv_package: NECB_Default :ext_floor_cond: NECB_Default :ext_roof_cond: NECB_Default :ext_wall_cond: NECB_Default :fdwr_set: NECB_Default :fixed_wind_solar_trans: NECB_Default :fixed_window_cond: NECB_Default :furnace_eff: NECB_Default :glass_door_cond: NECB_Default :glass_door_solar_trans: NECB_Default :ground_floor_cond: NECB_Default :ground_roof_cond: NECB_Default :ground_wall_cond: NECB_Default :lights_scale: NECB_Default :lights_type: NECB_Default :overhead_door_cond: NECB_Default :primary_heating_fuel: NaturalGas :pv_ground_azimuth_angle: NECB_Default :pv_ground_module_description: NECB_Default :pv_ground_tilt_angle: NECB_Default :pv_ground_total_area_pv_panels_m2: NECB_Default :pv_ground_type: NECB_Default :rotation_degrees: NECB_Default :run_annual_simulation: true :s3_bucket: '834599497928' :scale_x: NECB_Default :scale_y: NECB_Default :scale_z: NECB_Default :shw_eff: NECB_Default :skylight_cond: NECB_Default :skylight_solar_trans: NECB_Default :srr_set: NECB_Default :template: NECB2015 | 0 | TRUE | 788.9289 |  | https://s3.console.aws.amazon.com/s3/buckets/834599497928?region=ca-central-1&prefix=sara.gilani/baseline-2021-03-24/6a87033d-ede6-4783-acf8-880bd0e50e61/output/a3368ff0-4862-4c97-bdc5-6b1593ed93e4/ | 1.0.002 | 0 | 0 |  | 0 | 0 | tier_1 | 0
444 | 0 |  | NECB_Default | NECB_Default | NECB_Default | NECB_Default | NECB_Default | NECB_Default | NECB_Default | NECB_Default | MidriseApartment | NECB2015 | CAN_QC_Montreal-Trudeau.Intl.AP.716270_CWEC2016.epw | NaturalGas | NECB_Default | NECB_Default | NECB_Default | NECB_Default | NECB_Default | NECB_Default | NECB_Default | NECB_Default | NECB_Default | NECB_Default | NECB_Default | NECB_Default | NECB_Default | NECB_Default | NECB_Default | NECB_Default | NECB_Default | NECB_Default | NECB_Default | NECB_Default | NECB_Default | NECB_Default | NECB_Default | NECB_Default | NECB_Default | NECB_Default | NECB_Default | aws_batch | 834599497928 | [5 empty] | baseline-2021-03-24 | 6a87033d-ede6-4783-acf8-880bd0e50e61 | TRUE | TRUE | 9f34b7ca-1dc7-4bcd-b037-ac4222a37650 |  | 3134.61 | 2325.6934 | 37.3 | MidriseApartment |  |  | 5 | MidriseApartment | 4 |  | 4 | NECB2015 | 0.24343 | 9553.837 | 70.0586 | 77.5335 | 25.0733 | 6.2909 | 304.2263 | 125.2699 | MONTREAL | QUEBEC | 0.10274 | 23.5379 | 0 | 23.6407 | 6.5437 | 6.1656 | 0 | 12.7093 | 0 | 0.068835 | 0 | 0 | 0.26439 | 0.083057 | 0 | 0.23734 | 0.06121 | 0.042238 | 0.47647 | 0.0090538 | 0.74086 | 0.23913 | 23.9351 | 86.019 | Natural Gas | 37.3 | 0.757 | [5 empty] | 0.183 | 0.247 | 2.2 | 2.2 | 5 | Montreal-Trudeau Intl AP | CAN | 323 | 4090 | 45.471 | -73.741 | 6 | 4400 | QC | CAN_QC_Montreal-Trudeau.Intl.AP.716270_CWEC2016.epw | 0 | 0 | 0 | 0 | 749.59 | 130.2314 | 7.8118 | 0.059984 | 2855.21 | 0.1 | 2021-03-24 15:18:51 +0000 | eef80c06 | 0.2.11 | :adv_dx_units: NECB_Default :analysis_id: 6a87033d-ede6-4783-acf8-880bd0e50e61 :analysis_name: baseline-2021-03-24 :boiler_eff: NECB_Default :btap_batch_version: 1.0.002 :building_type: MidriseApartment :compute_environment: aws_batch :datapoint_id: 9f34b7ca-1dc7-4bcd-b037-ac4222a37650 :daylighting_type: NECB_Default :dcv_type: NECB_Default :door_construction_cond: NECB_Default :ecm_system_name: NECB_Default :enable_costing: true :epw_file: CAN_QC_Montreal-Trudeau.Intl.AP.716270_CWEC2016.epw :erv_package: NECB_Default :ext_floor_cond: NECB_Default :ext_roof_cond: NECB_Default :ext_wall_cond: NECB_Default :fdwr_set: NECB_Default :fixed_wind_solar_trans: NECB_Default :fixed_window_cond: NECB_Default :furnace_eff: NECB_Default :glass_door_cond: NECB_Default :glass_door_solar_trans: NECB_Default :ground_floor_cond: NECB_Default :ground_roof_cond: NECB_Default :ground_wall_cond: NECB_Default :lights_scale: NECB_Default :lights_type: NECB_Default :overhead_door_cond: NECB_Default :primary_heating_fuel: NaturalGas :pv_ground_azimuth_angle: NECB_Default :pv_ground_module_description: NECB_Default :pv_ground_tilt_angle: NECB_Default :pv_ground_total_area_pv_panels_m2: NECB_Default :pv_ground_type: NECB_Default :rotation_degrees: NECB_Default :run_annual_simulation: true :s3_bucket: '834599497928' :scale_x: NECB_Default :scale_y: NECB_Default :scale_z: NECB_Default :shw_eff: NECB_Default :skylight_cond: NECB_Default :skylight_solar_trans: NECB_Default :srr_set: NECB_Default :template: NECB2015 | 0 | TRUE | 790.86 |  | https://s3.console.aws.amazon.com/s3/buckets/834599497928?region=ca-central-1&prefix=sara.gilani/baseline-2021-03-24/6a87033d-ede6-4783-acf8-880bd0e50e61/output/9f34b7ca-1dc7-4bcd-b037-ac4222a37650/ | 1.0.002 | 0 | 0 |  | 0 | 0 | tier_1 | 0
445 | 0 |  | NECB_Default | NECB_Default | NECB_Default | NECB_Default | NECB_Default | NECB_Default | NECB_Default | NECB_Default | MidriseApartment | NECB2017 | CAN_QC_Montreal-Trudeau.Intl.AP.716270_CWEC2016.epw | Electricity | NECB_Default | NECB_Default | NECB_Default | NECB_Default | NECB_Default | NECB_Default | NECB_Default | NECB_Default | NECB_Default | NECB_Default | NECB_Default | NECB_Default | NECB_Default | NECB_Default | NECB_Default | NECB_Default | NECB_Default | NECB_Default | NECB_Default | NECB_Default | NECB_Default | NECB_Default | NECB_Default | NECB_Default | NECB_Default | NECB_Default | NECB_Default | aws_batch | 834599497928 | [5 empty] | baseline-2021-03-24 | 6a87033d-ede6-4783-acf8-880bd0e50e61 | TRUE | TRUE | 6b9eab6d-e9d9-40df-b35c-72d305095fd7 |  | 3134.61 | 2325.6934 | 37.3 | MidriseApartment |  |  | 2 | MidriseApartment | 4 |  | 4 | NECB2017 | 0.24343 | 9553.837 | 72.4327 | 45.9095 | 25.0733 | 22.3924 | 279.8395 | 114.0315 | MONTREAL | QUEBEC | 0.21099 | 0 | 0 | 0.21099 | 13.438 | 0 | 0 | 13.438 | 0 | 0.06679 | 0 | 0 | 0.54295 | 0.07296 | 0.021374 | 0.093399 | 0.06121 | 0.041568 | 0 | 0.00084859 | 0.54295 | 0.1848 | 77.462 | 0 | Electricity | 37.3 | 0.757 | [5 empty] | 0.156 | 0.247 | 1.9 | 1.9 | 2 | Montreal-Trudeau Intl AP | CAN | 323 | 4090 | 45.471 | -73.741 | 6 | 4400 | QC | CAN_QC_Montreal-Trudeau.Intl.AP.716270_CWEC2016.epw | 0 | 1.5849 | 0.01217 | 579.28 | 0 | 130.2314 | 7.8118 | 0.059984 | 2855.21 | 0.1 | 2021-03-24 15:18:33 +0000 | eef80c06 | 0.2.11 | :adv_dx_units: NECB_Default :analysis_id: 6a87033d-ede6-4783-acf8-880bd0e50e61 :analysis_name: baseline-2021-03-24 :boiler_eff: NECB_Default :btap_batch_version: 1.0.002 :building_type: MidriseApartment :compute_environment: aws_batch :datapoint_id: 6b9eab6d-e9d9-40df-b35c-72d305095fd7 :daylighting_type: NECB_Default :dcv_type: NECB_Default :door_construction_cond: NECB_Default :ecm_system_name: NECB_Default :enable_costing: true :epw_file: CAN_QC_Montreal-Trudeau.Intl.AP.716270_CWEC2016.epw :erv_package: NECB_Default :ext_floor_cond: NECB_Default :ext_roof_cond: NECB_Default :ext_wall_cond: NECB_Default :fdwr_set: NECB_Default :fixed_wind_solar_trans: NECB_Default :fixed_window_cond: NECB_Default :furnace_eff: NECB_Default :glass_door_cond: NECB_Default :glass_door_solar_trans: NECB_Default :ground_floor_cond: NECB_Default :ground_roof_cond: NECB_Default :ground_wall_cond: NECB_Default :lights_scale: NECB_Default :lights_type: NECB_Default :overhead_door_cond: NECB_Default :primary_heating_fuel: Electricity :pv_ground_azimuth_angle: NECB_Default :pv_ground_module_description: NECB_Default :pv_ground_tilt_angle: NECB_Default :pv_ground_total_area_pv_panels_m2: NECB_Default :pv_ground_type: NECB_Default :rotation_degrees: NECB_Default :run_annual_simulation: true :s3_bucket: '834599497928' :scale_x: NECB_Default :scale_y: NECB_Default :scale_z: NECB_Default :shw_eff: NECB_Default :skylight_cond: NECB_Default :skylight_solar_trans: NECB_Default :srr_set: NECB_Default :template: NECB2017 | 0 | TRUE | 789.0135 |  | https://s3.console.aws.amazon.com/s3/buckets/834599497928?region=ca-central-1&prefix=sara.gilani/baseline-2021-03-24/6a87033d-ede6-4783-acf8-880bd0e50e61/output/6b9eab6d-e9d9-40df-b35c-72d305095fd7/ | 1.0.002 | 0 | 0 |  | 0 | 0 | tier_1 | 0
446 | 0 |  | NECB_Default | NECB_Default | NECB_Default | NECB_Default | NECB_Default | NECB_Default | NECB_Default | NECB_Default | MidriseApartment | NECB2017 | CAN_AB_Edmonton.Intl.AP.711230_CWEC2016.epw | Electricity | NECB_Default | NECB_Default | NECB_Default | NECB_Default | NECB_Default | NECB_Default | NECB_Default | NECB_Default | NECB_Default | NECB_Default | NECB_Default | NECB_Default | NECB_Default | NECB_Default | NECB_Default | NECB_Default | NECB_Default | NECB_Default | NECB_Default | NECB_Default | NECB_Default | NECB_Default | NECB_Default | NECB_Default | NECB_Default | NECB_Default | NECB_Default | aws_batch | 834599497928 | [5 empty] | baseline-2021-03-24 | 6a87033d-ede6-4783-acf8-880bd0e50e61 | TRUE | TRUE | 2b0bce08-4f6f-4be8-ae2d-65f4fdd33fb7 |  | 3134.61 | 2325.6934 | 32.5 | MidriseApartment |  |  | 2 | MidriseApartment | 4 |  | 4 | NECB2017 | 0.24343 | 9553.837 | 72.4995 | 46.9111 | 27.226 | 22.3841 | 283.6912 | 114.6705 | EDMONTON | ALBERTA | 125.2555 | 0 | 0 | 125.2555 | 11.8716 | 0 | 0 | 11.8716 | 0 | 0.053589 | 0 | 0 | 0.57075 | 0.075627 | 0.021374 | 0.11305 | 0.06121 | 0.041568 | 0 | 0.00084859 | 0.57075 | 0.20348 | 77.6144 | 0 | Electricity | 32.5 | 0.757 | [5 empty] | 0.138 | 0.21 | 1.9 | 1.9 | 2 | Edmonton Intl AP | CAN | 23 | 5588 | 53.31 | -113.579 | 7a | 5120 | AB | CAN_AB_Edmonton.Intl.AP.711230_CWEC2016.epw | 0 | 1.7451 | 0.0134 | 637.82 | 0 | 130.2314 | 7.8118 | 0.059984 | 2855.21 | 0.1 | 2021-03-24 15:18:33 +0000 | eef80c06 | 0.2.11 | :adv_dx_units: NECB_Default :analysis_id: 6a87033d-ede6-4783-acf8-880bd0e50e61 :analysis_name: baseline-2021-03-24 :boiler_eff: NECB_Default :btap_batch_version: 1.0.002 :building_type: MidriseApartment :compute_environment: aws_batch :datapoint_id: 2b0bce08-4f6f-4be8-ae2d-65f4fdd33fb7 :daylighting_type: NECB_Default :dcv_type: NECB_Default :door_construction_cond: NECB_Default :ecm_system_name: NECB_Default :enable_costing: true :epw_file: CAN_AB_Edmonton.Intl.AP.711230_CWEC2016.epw :erv_package: NECB_Default :ext_floor_cond: NECB_Default :ext_roof_cond: NECB_Default :ext_wall_cond: NECB_Default :fdwr_set: NECB_Default :fixed_wind_solar_trans: NECB_Default :fixed_window_cond: NECB_Default :furnace_eff: NECB_Default :glass_door_cond: NECB_Default :glass_door_solar_trans: NECB_Default :ground_floor_cond: NECB_Default :ground_roof_cond: NECB_Default :ground_wall_cond: NECB_Default :lights_scale: NECB_Default :lights_type: NECB_Default :overhead_door_cond: NECB_Default :primary_heating_fuel: Electricity :pv_ground_azimuth_angle: NECB_Default :pv_ground_module_description: NECB_Default :pv_ground_tilt_angle: NECB_Default :pv_ground_total_area_pv_panels_m2: NECB_Default :pv_ground_type: NECB_Default :rotation_degrees: NECB_Default :run_annual_simulation: true :s3_bucket: '834599497928' :scale_x: NECB_Default :scale_y: NECB_Default :scale_z: NECB_Default :shw_eff: NECB_Default :skylight_cond: NECB_Default :skylight_solar_trans: NECB_Default :srr_set: NECB_Default :template: NECB2017 | 0 | TRUE | 787.9948 |  | https://s3.console.aws.amazon.com/s3/buckets/834599497928?region=ca-central-1&prefix=sara.gilani/baseline-2021-03-24/6a87033d-ede6-4783-acf8-880bd0e50e61/output/2b0bce08-4f6f-4be8-ae2d-65f4fdd33fb7/ | 1.0.002 | 0 | 0 |  | 0 | 0 | tier_1 | 0
447 | 0 |  | NECB_Default | NECB_Default | NECB_Default | NECB_Default | NECB_Default | NECB_Default | NECB_Default | NECB_Default | MidriseApartment | NECB2015 | CAN_BC_Vancouver.Intl.AP.718920_CWEC2016.epw | NaturalGas | NECB_Default | NECB_Default | NECB_Default | NECB_Default | NECB_Default | NECB_Default | NECB_Default | NECB_Default | NECB_Default | NECB_Default | NECB_Default | NECB_Default | NECB_Default | NECB_Default | NECB_Default | NECB_Default | NECB_Default | NECB_Default | NECB_Default | NECB_Default | NECB_Default | NECB_Default | NECB_Default | NECB_Default | NECB_Default | NECB_Default | NECB_Default | aws_batch | 834599497928 | [5 empty] | baseline-2021-03-24 | 6a87033d-ede6-4783-acf8-880bd0e50e61 | TRUE | TRUE | a7e2fff3-db6b-4236-be25-16f4710f4bfc |  | 3134.61 | 2325.6934 | 40 | MidriseApartment |  |  | 5 | MidriseApartment | 4 |  | 4 | NECB2015 | 0.24343 | 9553.837 | 66.8028 | 70.8191 | 24.3441 | 6.1633 | 286.522 | 118.3927 | VANCOUVER | BRITISH COLUMBIA | 0.70458 | 19.0913 | 0 | 19.7959 | 7.0359 | 4.283 | 0 | 11.3188 | 0 | 0.0601 | 0 | 0 | 0.24862 | 0.077183 | 0 | 0.15248 | 0.06121 | 0.042238 | 0.37869 | 0.0078861 | 0.62731 | 0.22621 | 21.5279 | 51.479 | Natural Gas | 40 | 0.757 | [5 empty] | 0.227 | 0.315 | 2.4 | 2.4 | 5 | Vancouver Intl AP | CAN | 42 | 2797 | 49.195 | -123.184 | 4 | 2800 | BC | CAN_BC_Vancouver.Intl.AP.718920_CWEC2016.epw | 0 | 0 | 0 | 0 | 709.09 | 130.2314 | 7.8118 | 0.059984 | 2855.21 | 0.1 | 2021-03-24 15:18:35 +0000 | eef80c06 | 0.2.11 | :adv_dx_units: NECB_Default :analysis_id: 6a87033d-ede6-4783-acf8-880bd0e50e61 :analysis_name: baseline-2021-03-24 :boiler_eff: NECB_Default :btap_batch_version: 1.0.002 :building_type: MidriseApartment :compute_environment: aws_batch :datapoint_id: a7e2fff3-db6b-4236-be25-16f4710f4bfc :daylighting_type: NECB_Default :dcv_type: NECB_Default :door_construction_cond: NECB_Default :ecm_system_name: NECB_Default :enable_costing: true :epw_file: CAN_BC_Vancouver.Intl.AP.718920_CWEC2016.epw :erv_package: NECB_Default :ext_floor_cond: NECB_Default :ext_roof_cond: NECB_Default :ext_wall_cond: NECB_Default :fdwr_set: NECB_Default :fixed_wind_solar_trans: NECB_Default :fixed_window_cond: NECB_Default :furnace_eff: NECB_Default :glass_door_cond: NECB_Default :glass_door_solar_trans: NECB_Default :ground_floor_cond: NECB_Default :ground_roof_cond: NECB_Default :ground_wall_cond: NECB_Default :lights_scale: NECB_Default :lights_type: NECB_Default :overhead_door_cond: NECB_Default :primary_heating_fuel: NaturalGas :pv_ground_azimuth_angle: NECB_Default :pv_ground_module_description: NECB_Default :pv_ground_tilt_angle: NECB_Default :pv_ground_total_area_pv_panels_m2: NECB_Default :pv_ground_type: NECB_Default :rotation_degrees: NECB_Default :run_annual_simulation: true :s3_bucket: '834599497928' :scale_x: NECB_Default :scale_y: NECB_Default :scale_z: NECB_Default :shw_eff: NECB_Default :skylight_cond: NECB_Default :skylight_solar_trans: NECB_Default :srr_set: NECB_Default :template: NECB2015 | 0 | TRUE | 791.1524 |  | https://s3.console.aws.amazon.com/s3/buckets/834599497928?region=ca-central-1&prefix=sara.gilani/baseline-2021-03-24/6a87033d-ede6-4783-acf8-880bd0e50e61/output/a7e2fff3-db6b-4236-be25-16f4710f4bfc/ | 1.0.002 | 0 | 0 |  | 0 | 0 | tier_1 | 0
448 | 0 |  | NECB_Default | NECB_Default | NECB_Default | NECB_Default | NECB_Default | NECB_Default | NECB_Default | NECB_Default | MidriseApartment | NECB2015 | CAN_YT_Whitehorse.Intl.AP.719640_CWEC2016.epw | NaturalGas | NECB_Default | NECB_Default | NECB_Default | NECB_Default | NECB_Default | NECB_Default | NECB_Default | NECB_Default | NECB_Default | NECB_Default | NECB_Default | NECB_Default | NECB_Default | NECB_Default | NECB_Default | NECB_Default | NECB_Default | NECB_Default | NECB_Default | NECB_Default | NECB_Default | NECB_Default | NECB_Default | NECB_Default | NECB_Default | NECB_Default | NECB_Default | aws_batch | 834599497928 | [5 empty] | baseline-2021-03-24 | 6a87033d-ede6-4783-acf8-880bd0e50e61 | TRUE | TRUE | 6df5a718-324a-48bc-ba49-4cb55c13fec5 |  | 3134.61 | 2325.6934 | 22.8 | MidriseApartment |  |  | 5 | MidriseApartment | 4 |  | 4 | NECB2015 | 0.24343 | 9553.837 | 57.725 | 64.4865 | 23.871 | 5.9941 | 266.4031 | 114.3265 | WHITEHORSE | YUKON | 3.4832 | 30.5162 | 0 | 33.9994 | 7.9769 | 5.5623 | 0 | 13.5392 | 0 | 0.032221 | 0 | 0 | 0.22394 | 0.077404 | 0 | 0.3404 | 0.06121 | 0.042238 | 0.61326 | 0.010872 | 0.83721 | 0.27286 | 20.536 | 81.9791 | Natural Gas | 22.8 | 0.757 | [5 empty] | 0.162 | 0.21 | 2.2 | 2.2 | 5 | Whitehorse Intl AP | CAN | 5 | 6491 | 60.709 | -135.069 | 7b | 6580 | YT | CAN_YT_Whitehorse.Intl.AP.719640_CWEC2016.epw | 0 | 0 | 0 | 0 | 855.32 | 130.2314 | 7.8118 | 0.059984 | 2855.21 | 0.1 | 2021-03-24 15:18:52 +0000 | eef80c06 | 0.2.11 | :adv_dx_units: NECB_Default :analysis_id: 6a87033d-ede6-4783-acf8-880bd0e50e61 :analysis_name: baseline-2021-03-24 :boiler_eff: NECB_Default :btap_batch_version: 1.0.002 :building_type: MidriseApartment :compute_environment: aws_batch :datapoint_id: 6df5a718-324a-48bc-ba49-4cb55c13fec5 :daylighting_type: NECB_Default :dcv_type: NECB_Default :door_construction_cond: NECB_Default :ecm_system_name: NECB_Default :enable_costing: true :epw_file: CAN_YT_Whitehorse.Intl.AP.719640_CWEC2016.epw :erv_package: NECB_Default :ext_floor_cond: NECB_Default :ext_roof_cond: NECB_Default :ext_wall_cond: NECB_Default :fdwr_set: NECB_Default :fixed_wind_solar_trans: NECB_Default :fixed_window_cond: NECB_Default :furnace_eff: NECB_Default :glass_door_cond: NECB_Default :glass_door_solar_trans: NECB_Default :ground_floor_cond: NECB_Default :ground_roof_cond: NECB_Default :ground_wall_cond: NECB_Default :lights_scale: NECB_Default :lights_type: NECB_Default :overhead_door_cond: NECB_Default :primary_heating_fuel: NaturalGas :pv_ground_azimuth_angle: NECB_Default :pv_ground_module_description: NECB_Default :pv_ground_tilt_angle: NECB_Default :pv_ground_total_area_pv_panels_m2: NECB_Default :pv_ground_type: NECB_Default :rotation_degrees: NECB_Default :run_annual_simulation: true :s3_bucket: '834599497928' :scale_x: NECB_Default :scale_y: NECB_Default :scale_z: NECB_Default :shw_eff: NECB_Default :skylight_cond: NECB_Default :skylight_solar_trans: NECB_Default :srr_set: NECB_Default :template: NECB2015 | 0 | TRUE | 790.5316 |  | https://s3.console.aws.amazon.com/s3/buckets/834599497928?region=ca-central-1&prefix=sara.gilani/baseline-2021-03-24/6a87033d-ede6-4783-acf8-880bd0e50e61/output/6df5a718-324a-48bc-ba49-4cb55c13fec5/ | 1.0.002 | 0 | 0 |  | 0 | 0 | tier_1 | 0
449 | 0 |  | NECB_Default | NECB_Default | NECB_Default | NECB_Default | NECB_Default | NECB_Default | NECB_Default | NECB_Default | MidriseApartment | NECB2017 | CAN_NS_Halifax.Dockyard.713280_CWEC2016.epw | NaturalGas | NECB_Default | NECB_Default | NECB_Default | NECB_Default | NECB_Default | NECB_Default | NECB_Default | NECB_Default | NECB_Default | NECB_Default | NECB_Default | NECB_Default | NECB_Default | NECB_Default | NECB_Default | NECB_Default | NECB_Default | NECB_Default | NECB_Default | NECB_Default | NECB_Default | NECB_Default | NECB_Default | NECB_Default | NECB_Default | NECB_Default | NECB_Default | aws_batch | 834599497928 | [5 empty] | baseline-2021-03-24 | 6a87033d-ede6-4783-acf8-880bd0e50e61 | TRUE | TRUE | c0e4ad7d-f008-484b-98e0-66bbfaa362bf |  | 3134.61 | 2325.6934 | 40 | MidriseApartment |  |  | 2 | MidriseApartment | 4 |  | 4 | NECB2017 | 0.24343 | 9553.837 | 63.3698 | 66.8217 | 24.2284 | 6.0781 | 291.1983 | 130.7003 | HALIFAX | NOVA SCOTIA | 52.5703 | 15.4808 | 0 | 68.0512 | 10.31 | 3.9075 | 0 | 14.2175 | 0 | 0.060151 | 0 | 0 | 0.25924 | 0.068174 | 0.021374 | 0.074768 | 0.06121 | 0.041568 | 0.31111 | 0.0067632 | 0.57035 | 0.23634 | 20.4755 | 56.5493 | Natural Gas | 40 | 0.757 | [5 empty] | 0.156 | 0.247 | 1.9 | 1.9 | 2 | Halifax Dockyard | CAN | 112 | 3647 | 44.655 | -63.577 | 6 | 4000 | NS | CAN_NS_Halifax.Dockyard.713280_CWEC2016.epw | 0 | 0 | 0 | 0 | 740.83 | 130.2314 | 7.8118 | 0.059984 | 2855.21 | 0.1 | 2021-03-24 15:19:19 +0000 | eef80c06 | 0.2.11 | :adv_dx_units: NECB_Default :analysis_id: 6a87033d-ede6-4783-acf8-880bd0e50e61 :analysis_name: baseline-2021-03-24 :boiler_eff: NECB_Default :btap_batch_version: 1.0.002 :building_type: MidriseApartment :compute_environment: aws_batch :datapoint_id: c0e4ad7d-f008-484b-98e0-66bbfaa362bf :daylighting_type: NECB_Default :dcv_type: NECB_Default :door_construction_cond: NECB_Default :ecm_system_name: NECB_Default :enable_costing: true :epw_file: CAN_NS_Halifax.Dockyard.713280_CWEC2016.epw :erv_package: NECB_Default :ext_floor_cond: NECB_Default :ext_roof_cond: NECB_Default :ext_wall_cond: NECB_Default :fdwr_set: NECB_Default :fixed_wind_solar_trans: NECB_Default :fixed_window_cond: NECB_Default :furnace_eff: NECB_Default :glass_door_cond: NECB_Default :glass_door_solar_trans: NECB_Default :ground_floor_cond: NECB_Default :ground_roof_cond: NECB_Default :ground_wall_cond: NECB_Default :lights_scale: NECB_Default :lights_type: NECB_Default :overhead_door_cond: NECB_Default :primary_heating_fuel: NaturalGas :pv_ground_azimuth_angle: NECB_Default :pv_ground_module_description: NECB_Default :pv_ground_tilt_angle: NECB_Default :pv_ground_total_area_pv_panels_m2: NECB_Default :pv_ground_type: NECB_Default :rotation_degrees: NECB_Default :run_annual_simulation: true :s3_bucket: '834599497928' :scale_x: NECB_Default :scale_y: NECB_Default :scale_z: NECB_Default :shw_eff: NECB_Default :skylight_cond: NECB_Default :skylight_solar_trans: NECB_Default :srr_set: NECB_Default :template: NECB2017 | 0 | TRUE | 789.2999 |  | https://s3.console.aws.amazon.com/s3/buckets/834599497928?region=ca-central-1&prefix=sara.gilani/baseline-2021-03-24/6a87033d-ede6-4783-acf8-880bd0e50e61/output/c0e4ad7d-f008-484b-98e0-66bbfaa362bf/ | 1.0.002 | 0 | 0 |  | 0 | 0 | tier_1 | 0
450 | 0 |  | NECB_Default | NECB_Default | NECB_Default | NECB_Default | NECB_Default | NECB_Default | NECB_Default | NECB_Default | MidriseApartment | NECB2015 | CAN_ON_Toronto.Pearson.Intl.AP.716240_CWEC2016.epw | NaturalGas | NECB_Default | NECB_Default | NECB_Default | NECB_Default | NECB_Default | NECB_Default | NECB_Default | NECB_Default | NECB_Default | NECB_Default | NECB_Default | NECB_Default | NECB_Default | NECB_Default | NECB_Default | NECB_Default | NECB_Default | NECB_Default | NECB_Default | NECB_Default | NECB_Default | NECB_Default | NECB_Default | NECB_Default | NECB_Default | NECB_Default | NECB_Default | aws_batch | 834599497928 | [5 empty] | baseline-2021-03-24 | 6a87033d-ede6-4783-acf8-880bd0e50e61 | TRUE | TRUE | 14aec382-e1d1-442e-b1a2-13bbf502972d |  | 3134.61 | 2325.6934 | 40 | MidriseApartment |  |  | 5 | MidriseApartment | 4 |  | 4 | NECB2015 | 0.24343 | 9553.837 | 74.1168 | 77.902 | 27.0259 | 6.3415 | 312.2711 | 126.8849 | TORONTO | ONTARIO | 1.4996 | 21.3946 | 0 | 22.8942 | 12.0146 | 3.7751 | 0 | 15.7897 | 0 | 0.07489 | 0 | 0 | 0.26999 | 0.083226 | 0 | 0.20055 | 0.06121 | 0.042238 | 0.43292 | 0.0084285 | 0.70291 | 0.23237 | 26.5137 | 80.9401 | Natural Gas | 40 | 0.757 | [5 empty] | 0.183 | 0.278 | 2.2 | 2.2 | 5 | Toronto Pearson Intl AP | CAN | 382 | 3615 | 43.677 | -79.631 | 5 | 3890 | ON | CAN_ON_Toronto.Pearson.Intl.AP.716240_CWEC2016.epw | 0 | 0 | 0 | 0 | 728.38 | 130.2314 | 7.8118 | 0.059984 | 2855.21 | 0.1 | 2021-03-24 15:18:57 +0000 | eef80c06 | 0.2.11 | :adv_dx_units: NECB_Default :analysis_id: 6a87033d-ede6-4783-acf8-880bd0e50e61 :analysis_name: baseline-2021-03-24 :boiler_eff: NECB_Default :btap_batch_version: 1.0.002 :building_type: MidriseApartment :compute_environment: aws_batch :datapoint_id: 14aec382-e1d1-442e-b1a2-13bbf502972d :daylighting_type: NECB_Default :dcv_type: NECB_Default :door_construction_cond: NECB_Default :ecm_system_name: NECB_Default :enable_costing: true :epw_file: CAN_ON_Toronto.Pearson.Intl.AP.716240_CWEC2016.epw :erv_package: NECB_Default :ext_floor_cond: NECB_Default :ext_roof_cond: NECB_Default :ext_wall_cond: NECB_Default :fdwr_set: NECB_Default :fixed_wind_solar_trans: NECB_Default :fixed_window_cond: NECB_Default :furnace_eff: NECB_Default :glass_door_cond: NECB_Default :glass_door_solar_trans: NECB_Default :ground_floor_cond: NECB_Default :ground_roof_cond: NECB_Default :ground_wall_cond: NECB_Default :lights_scale: NECB_Default :lights_type: NECB_Default :overhead_door_cond: NECB_Default :primary_heating_fuel: NaturalGas :pv_ground_azimuth_angle: NECB_Default :pv_ground_module_description: NECB_Default :pv_ground_tilt_angle: NECB_Default :pv_ground_total_area_pv_panels_m2: NECB_Default :pv_ground_type: NECB_Default :rotation_degrees: NECB_Default :run_annual_simulation: true :s3_bucket: '834599497928' :scale_x: NECB_Default :scale_y: NECB_Default :scale_z: NECB_Default :shw_eff: NECB_Default :skylight_cond: NECB_Default :skylight_solar_trans: NECB_Default :srr_set: NECB_Default :template: NECB2015 | 0 | TRUE | 790.7711 |  | https://s3.console.aws.amazon.com/s3/buckets/834599497928?region=ca-central-1&prefix=sara.gilani/baseline-2021-03-24/6a87033d-ede6-4783-acf8-880bd0e50e61/output/14aec382-e1d1-442e-b1a2-13bbf502972d/ | 1.0.002 | 0 | 0 |  | 0 | 0 | tier_1 | 0
451 | 0 |  | NECB_Default | NECB_Default | NECB_Default | NECB_Default | NECB_Default | NECB_Default | NECB_Default | NECB_Default | MidriseApartment | NECB2015 | CAN_YT_Whitehorse.Intl.AP.719640_CWEC2016.epw | Electricity | NECB_Default | NECB_Default | NECB_Default | NECB_Default | NECB_Default | NECB_Default | NECB_Default | NECB_Default | NECB_Default | NECB_Default | NECB_Default | NECB_Default | NECB_Default | NECB_Default | NECB_Default | NECB_Default | NECB_Default | NECB_Default | NECB_Default | NECB_Default | NECB_Default | NECB_Default | NECB_Default | NECB_Default | NECB_Default | NECB_Default | NECB_Default | aws_batch | 834599497928 | [5 empty] | baseline-2021-03-24 | 6a87033d-ede6-4783-acf8-880bd0e50e61 | TRUE | TRUE | a215e853-4537-4a8e-bc34-c6fa3e68b1b9 |  | 3134.61 | 2325.6934 | 22.8 | MidriseApartment |  |  | 5 | MidriseApartment | 4 |  | 4 | NECB2015 | 0.24343 | 9553.837 | 57.725 | 39.1404 | 23.871 | 22.0016 | 234.5764 | 91.8383 | WHITEHORSE | YUKON | 11.1435 | 0 | 0 | 11.1435 | 25.52 | 0 | 0 | 25.52 | 0 | 0.032221 | 0 | 0 | 0.71645 | 0.077343 | 0 | 0.29001 | 0.06121 | 0.042238 | 0 | 0.00084859 | 0.71645 | 0.21258 | 80.2489 | 0 | Electricity | 22.8 | 0.757 | [5 empty] | 0.162 | 0.21 | 2.2 | 2.2 | 5 | Whitehorse Intl AP | CAN | 5 | 6491 | 60.709 | -135.069 | 7b | 6580 | YT | CAN_YT_Whitehorse.Intl.AP.719640_CWEC2016.epw | 0 | 1.8231 | 0.013999 | 666.36 | 0 | 130.2314 | 7.8118 | 0.059984 | 2855.21 | 0.1 | 2021-03-24 15:18:45 +0000 | eef80c06 | 0.2.11 | :adv_dx_units: NECB_Default :analysis_id: 6a87033d-ede6-4783-acf8-880bd0e50e61 :analysis_name: baseline-2021-03-24 :boiler_eff: NECB_Default :btap_batch_version: 1.0.002 :building_type: MidriseApartment :compute_environment: aws_batch :datapoint_id: a215e853-4537-4a8e-bc34-c6fa3e68b1b9 :daylighting_type: NECB_Default :dcv_type: NECB_Default :door_construction_cond: NECB_Default :ecm_system_name: NECB_Default :enable_costing: true :epw_file: CAN_YT_Whitehorse.Intl.AP.719640_CWEC2016.epw :erv_package: NECB_Default :ext_floor_cond: NECB_Default :ext_roof_cond: NECB_Default :ext_wall_cond: NECB_Default :fdwr_set: NECB_Default :fixed_wind_solar_trans: NECB_Default :fixed_window_cond: NECB_Default :furnace_eff: NECB_Default :glass_door_cond: NECB_Default :glass_door_solar_trans: NECB_Default :ground_floor_cond: NECB_Default :ground_roof_cond: NECB_Default :ground_wall_cond: NECB_Default :lights_scale: NECB_Default :lights_type: NECB_Default :overhead_door_cond: NECB_Default :primary_heating_fuel: Electricity :pv_ground_azimuth_angle: NECB_Default :pv_ground_module_description: NECB_Default :pv_ground_tilt_angle: NECB_Default :pv_ground_total_area_pv_panels_m2: NECB_Default :pv_ground_type: NECB_Default :rotation_degrees: NECB_Default :run_annual_simulation: true :s3_bucket: '834599497928' :scale_x: NECB_Default :scale_y: NECB_Default :scale_z: NECB_Default :shw_eff: NECB_Default :skylight_cond: NECB_Default :skylight_solar_trans: NECB_Default :srr_set: NECB_Default :template: NECB2015 | 0 | TRUE | 790.7952 |  | https://s3.console.aws.amazon.com/s3/buckets/834599497928?region=ca-central-1&prefix=sara.gilani/baseline-2021-03-24/6a87033d-ede6-4783-acf8-880bd0e50e61/output/a215e853-4537-4a8e-bc34-c6fa3e68b1b9/ | 1.0.002 | 0 | 0 |  | 0 | 0 | tier_1 | 0
452 | 0 |  | NECB_Default | NECB_Default | NECB_Default | NECB_Default | NECB_Default | NECB_Default | NECB_Default | NECB_Default | MidriseApartment | NECB2017 | CAN_AB_Calgary.Intl.AP.718770_CWEC2016.epw | Electricity | NECB_Default | NECB_Default | NECB_Default | NECB_Default | NECB_Default | NECB_Default | NECB_Default | NECB_Default | NECB_Default | NECB_Default | NECB_Default | NECB_Default | NECB_Default | NECB_Default | NECB_Default | NECB_Default | NECB_Default | NECB_Default | NECB_Default | NECB_Default | NECB_Default | NECB_Default | NECB_Default | NECB_Default | NECB_Default | NECB_Default | NECB_Default | aws_batch | 834599497928 | [5 empty] | baseline-2021-03-24 | 6a87033d-ede6-4783-acf8-880bd0e50e61 | TRUE | TRUE | ceba398d-6d53-4312-a6f7-ecb6e86ee694 |  | 3134.61 | 2325.6934 | 33.3 | MidriseApartment |  |  | 2 | MidriseApartment | 4 |  | 4 | NECB2017 | 0.24343 | 9553.837 | 72.5602 | 46.7829 | 26.8992 | 22.4025 | 282.6881 | 114.0432 | CALGARY | ALBERTA | 117.6012 | 0 | 0 | 117.6012 | 11.1461 | 0 | 0 | 11.1461 | 0 | 0.058652 | 0 | 0 | 0.53587 | 0.073483 | 0.021374 | 0.084014 | 0.06121 | 0.041568 | 0 | 0.00084859 | 0.53587 | 0.19472 | 61.6166 | 0 | Electricity | 33.3 | 0.757 | [5 empty] | 0.138 | 0.21 | 1.9 | 1.9 | 2 | Calgary Intl AP | CAN | 64 | 4781 | 51.114 | -114.02 | 7a | 5000 | AB | CAN_AB_Calgary.Intl.AP.718770_CWEC2016.epw | 0 | 1.67 | 0.012823 | 610.38 | 0 | 130.2314 | 7.8118 | 0.059984 | 2855.21 | 0.1 | 2021-03-24 15:18:49 +0000 | eef80c06 | 0.2.11 | :adv_dx_units: NECB_Default :analysis_id: 6a87033d-ede6-4783-acf8-880bd0e50e61 :analysis_name: baseline-2021-03-24 :boiler_eff: NECB_Default :btap_batch_version: 1.0.002 :building_type: MidriseApartment :compute_environment: aws_batch :datapoint_id: ceba398d-6d53-4312-a6f7-ecb6e86ee694 :daylighting_type: NECB_Default :dcv_type: NECB_Default :door_construction_cond: NECB_Default :ecm_system_name: NECB_Default :enable_costing: true :epw_file: CAN_AB_Calgary.Intl.AP.718770_CWEC2016.epw :erv_package: NECB_Default :ext_floor_cond: NECB_Default :ext_roof_cond: NECB_Default :ext_wall_cond: NECB_Default :fdwr_set: NECB_Default :fixed_wind_solar_trans: NECB_Default :fixed_window_cond: NECB_Default :furnace_eff: NECB_Default :glass_door_cond: NECB_Default :glass_door_solar_trans: NECB_Default :ground_floor_cond: NECB_Default :ground_roof_cond: NECB_Default :ground_wall_cond: NECB_Default :lights_scale: NECB_Default :lights_type: NECB_Default :overhead_door_cond: NECB_Default :primary_heating_fuel: Electricity :pv_ground_azimuth_angle: NECB_Default :pv_ground_module_description: NECB_Default :pv_ground_tilt_angle: NECB_Default :pv_ground_total_area_pv_panels_m2: NECB_Default :pv_ground_type: NECB_Default :rotation_degrees: NECB_Default :run_annual_simulation: true :s3_bucket: '834599497928' :scale_x: NECB_Default :scale_y: NECB_Default :scale_z: NECB_Default :shw_eff: NECB_Default :skylight_cond: NECB_Default :skylight_solar_trans: NECB_Default :srr_set: NECB_Default :template: NECB2017 | 0 | TRUE | 789.0106 |  | https://s3.console.aws.amazon.com/s3/buckets/834599497928?region=ca-central-1&prefix=sara.gilani/baseline-2021-03-24/6a87033d-ede6-4783-acf8-880bd0e50e61/output/ceba398d-6d53-4312-a6f7-ecb6e86ee694/ | 1.0.002 | 0 | 0 |  | 0 | 0 | tier_1 | 0
453 | 0 |  | NECB_Default | NECB_Default | NECB_Default | NECB_Default | NECB_Default | NECB_Default | NECB_Default | NECB_Default | MidriseApartment | NECB2017 | CAN_AB_Calgary.Intl.AP.718770_CWEC2016.epw | NaturalGas | NECB_Default | NECB_Default | NECB_Default | NECB_Default | NECB_Default | NECB_Default | NECB_Default | NECB_Default | NECB_Default | NECB_Default | NECB_Default | NECB_Default | NECB_Default | NECB_Default | NECB_Default | NECB_Default | NECB_Default | NECB_Default | NECB_Default | NECB_Default | NECB_Default | NECB_Default | NECB_Default | NECB_Default | NECB_Default | NECB_Default | NECB_Default | aws_batch | 834599497928 | [5 empty] | baseline-2021-03-24 | 6a87033d-ede6-4783-acf8-880bd0e50e61 | TRUE | TRUE | 2638e8c9-2930-4b68-b744-dde3a43c2f7b |  | 3134.61 | 2325.6934 | 33.3 | MidriseApartment |  |  | 2 | MidriseApartment | 4 |  | 4 | NECB2017 | 0.24343 | 9553.837 | 72.5602 | 74.1633 | 26.8992 | 6.2807 | 319.2179 | 139.3144 | CALGARY | ALBERTA | 58.056 | 17.4505 | 0 | 75.5065 | 5.5025 | 1.2449 | 0 | 6.7474 | 0 | 0.058661 | 0 | 0 | 0.26454 | 0.073579 | 0.021374 | 0.094468 | 0.06121 | 0.041568 | 0.34582 | 0.0081509 | 0.61036 | 0.25135 | 22.9653 | 58.9376 | Natural Gas | 33.3 | 0.757 | [5 empty] | 0.138 | 0.21 | 1.9 | 1.9 | 2 | Calgary Intl AP | CAN | 64 | 4781 | 51.114 | -114.02 | 7a | 5000 | AB | CAN_AB_Calgary.Intl.AP.718770_CWEC2016.epw | 0 | 0 | 0 | 0 | 787.88 | 130.2314 | 7.8118 | 0.059984 | 2855.21 | 0.1 | 2021-03-24 15:19:19 +0000 | eef80c06 | 0.2.11 | :adv_dx_units: NECB_Default :analysis_id: 6a87033d-ede6-4783-acf8-880bd0e50e61 :analysis_name: baseline-2021-03-24 :boiler_eff: NECB_Default :btap_batch_version: 1.0.002 :building_type: MidriseApartment :compute_environment: aws_batch :datapoint_id: 2638e8c9-2930-4b68-b744-dde3a43c2f7b :daylighting_type: NECB_Default :dcv_type: NECB_Default :door_construction_cond: NECB_Default :ecm_system_name: NECB_Default :enable_costing: true :epw_file: CAN_AB_Calgary.Intl.AP.718770_CWEC2016.epw :erv_package: NECB_Default :ext_floor_cond: NECB_Default :ext_roof_cond: NECB_Default :ext_wall_cond: NECB_Default :fdwr_set: NECB_Default :fixed_wind_solar_trans: NECB_Default :fixed_window_cond: NECB_Default :furnace_eff: NECB_Default :glass_door_cond: NECB_Default :glass_door_solar_trans: NECB_Default :ground_floor_cond: NECB_Default :ground_roof_cond: NECB_Default :ground_wall_cond: NECB_Default :lights_scale: NECB_Default :lights_type: NECB_Default :overhead_door_cond: NECB_Default :primary_heating_fuel: NaturalGas :pv_ground_azimuth_angle: NECB_Default :pv_ground_module_description: NECB_Default :pv_ground_tilt_angle: NECB_Default :pv_ground_total_area_pv_panels_m2: NECB_Default :pv_ground_type: NECB_Default :rotation_degrees: NECB_Default :run_annual_simulation: true :s3_bucket: '834599497928' :scale_x: NECB_Default :scale_y: NECB_Default :scale_z: NECB_Default :shw_eff: NECB_Default :skylight_cond: NECB_Default :skylight_solar_trans: NECB_Default :srr_set: NECB_Default :template: NECB2017 | 0 | TRUE | 789.3054 |  | https://s3.console.aws.amazon.com/s3/buckets/834599497928?region=ca-central-1&prefix=sara.gilani/baseline-2021-03-24/6a87033d-ede6-4783-acf8-880bd0e50e61/output/2638e8c9-2930-4b68-b744-dde3a43c2f7b/ | 1.0.002 | 0 | 0 |  | 0 | 0 | tier_1 | 0
454 | 0 |  | NECB_Default | NECB_Default | NECB_Default | NECB_Default | NECB_Default | NECB_Default | NECB_Default | NECB_Default | MidriseApartment | NECB2017 | CAN_BC_Vancouver.Intl.AP.718920_CWEC2016.epw | NaturalGas | NECB_Default | NECB_Default | NECB_Default | NECB_Default | NECB_Default | NECB_Default | NECB_Default | NECB_Default | NECB_Default | NECB_Default | NECB_Default | NECB_Default | NECB_Default | NECB_Default | NECB_Default | NECB_Default | NECB_Default | NECB_Default | NECB_Default | NECB_Default | NECB_Default | NECB_Default | NECB_Default | NECB_Default | NECB_Default | NECB_Default | NECB_Default | aws_batch | 834599497928 | [5 empty] | baseline-2021-03-24 | 6a87033d-ede6-4783-acf8-880bd0e50e61 | TRUE | TRUE | 552dc316-a595-4f35-90f3-46034b914e8e |  | 3134.61 | 2325.6934 | 40 | MidriseApartment |  |  | 2 | MidriseApartment | 4 |  | 4 | NECB2017 | 0.24343 | 9553.837 | 67.2521 | 68.779 | 24.3441 | 6.1633 | 299.0451 | 132.5066 | VANCOUVER | BRITISH COLUMBIA | 0.72751 | 14.3171 | 0 | 15.0446 | 7.2649 | 3.2119 | 0 | 10.4768 | 0 | 0.059995 | 0 | 0 | 0.25671 | 0.068602 | 0.019454 | 0.057723 | 0.06121 | 0.041568 | 0.28399 | 0.0058827 | 0.5407 | 0.22627 | 21.6923 | 42.6358 | Natural Gas | 40 | 0.757 | [5 empty] | 0.193 | 0.315 | 2.1 | 2.1 | 2 | Vancouver Intl AP | CAN | 42 | 2797 | 49.195 | -123.184 | 4 | 2800 | BC | CAN_BC_Vancouver.Intl.AP.718920_CWEC2016.epw | 0 | 0 | 0 | 0 | 709.26 | 130.2314 | 7.8118 | 0.059984 | 2855.21 | 0.1 | 2021-03-24 15:18:50 +0000 | eef80c06 | 0.2.11 | :adv_dx_units: NECB_Default :analysis_id: 6a87033d-ede6-4783-acf8-880bd0e50e61 :analysis_name: baseline-2021-03-24 :boiler_eff: NECB_Default :btap_batch_version: 1.0.002 :building_type: MidriseApartment :compute_environment: aws_batch :datapoint_id: 552dc316-a595-4f35-90f3-46034b914e8e :daylighting_type: NECB_Default :dcv_type: NECB_Default :door_construction_cond: NECB_Default :ecm_system_name: NECB_Default :enable_costing: true :epw_file: CAN_BC_Vancouver.Intl.AP.718920_CWEC2016.epw :erv_package: NECB_Default :ext_floor_cond: NECB_Default :ext_roof_cond: NECB_Default :ext_wall_cond: NECB_Default :fdwr_set: NECB_Default :fixed_wind_solar_trans: NECB_Default :fixed_window_cond: NECB_Default :furnace_eff: NECB_Default :glass_door_cond: NECB_Default :glass_door_solar_trans: NECB_Default :ground_floor_cond: NECB_Default :ground_roof_cond: NECB_Default :ground_wall_cond: NECB_Default :lights_scale: NECB_Default :lights_type: NECB_Default :overhead_door_cond: NECB_Default :primary_heating_fuel: NaturalGas :pv_ground_azimuth_angle: NECB_Default :pv_ground_module_description: NECB_Default :pv_ground_tilt_angle: NECB_Default :pv_ground_total_area_pv_panels_m2: NECB_Default :pv_ground_type: NECB_Default :rotation_degrees: NECB_Default :run_annual_simulation: true :s3_bucket: '834599497928' :scale_x: NECB_Default :scale_y: NECB_Default :scale_z: NECB_Default :shw_eff: NECB_Default :skylight_cond: NECB_Default :skylight_solar_trans: NECB_Default :srr_set: NECB_Default :template: NECB2017 | 0 | TRUE | 790.0695 |  | https://s3.console.aws.amazon.com/s3/buckets/834599497928?region=ca-central-1&prefix=sara.gilani/baseline-2021-03-24/6a87033d-ede6-4783-acf8-880bd0e50e61/output/552dc316-a595-4f35-90f3-46034b914e8e/ | 1.0.002 | 0 | 0 |  | 0 | 0 | tier_1 | 0
455 | 0 |  | NECB_Default | NECB_Default | NECB_Default | NECB_Default | NECB_Default | NECB_Default | NECB_Default | NECB_Default | MidriseApartment | NECB2017 | CAN_YT_Whitehorse.Intl.AP.719640_CWEC2016.epw | NaturalGas | NECB_Default | NECB_Default | NECB_Default | NECB_Default | NECB_Default | NECB_Default | NECB_Default | NECB_Default | NECB_Default | NECB_Default | NECB_Default | NECB_Default | NECB_Default | NECB_Default | NECB_Default | NECB_Default | NECB_Default | NECB_Default | NECB_Default | NECB_Default | NECB_Default | NECB_Default | NECB_Default | NECB_Default | NECB_Default | NECB_Default | NECB_Default | aws_batch | 834599497928 | [5 empty] | baseline-2021-03-24 | 6a87033d-ede6-4783-acf8-880bd0e50e61 | TRUE | TRUE | 500bb858-aed1-478a-80f5-8c395fdd5da9 |  | 3134.61 | 2325.6934 | 22.8 | MidriseApartment |  |  | 2 | MidriseApartment | 4 |  | 4 | NECB2017 | 0.24343 | 9553.837 | 59.1279 | 61.4389 | 23.871 | 5.9941 | 279.2745 | 128.8426 | WHITEHORSE | YUKON | 3.6429 | 22.1013 | 0 | 25.7442 | 8.3427 | 4.0285 | 0 | 12.3712 | 0 | 0.033146 | 0 | 0 | 0.23421 | 0.067591 | 0.021374 | 0.17122 | 0.06121 | 0.041568 | 0.44415 | 0.0093249 | 0.67837 | 0.27293 | 20.8382 | 78.7769 | Natural Gas | 22.8 | 0.757 | [5 empty] | 0.138 | 0.21 | 1.9 | 1.9 | 2 | Whitehorse Intl AP | CAN | 5 | 6491 | 60.709 | -135.069 | 7b | 6580 | YT | CAN_YT_Whitehorse.Intl.AP.719640_CWEC2016.epw | 0 | 0 | 0 | 0 | 855.52 | 130.2314 | 7.8118 | 0.059984 | 2855.21 | 0.1 | 2021-03-24 15:19:23 +0000 | eef80c06 | 0.2.11 | :adv_dx_units: NECB_Default :analysis_id: 6a87033d-ede6-4783-acf8-880bd0e50e61 :analysis_name: baseline-2021-03-24 :boiler_eff: NECB_Default :btap_batch_version: 1.0.002 :building_type: MidriseApartment :compute_environment: aws_batch :datapoint_id: 500bb858-aed1-478a-80f5-8c395fdd5da9 :daylighting_type: NECB_Default :dcv_type: NECB_Default :door_construction_cond: NECB_Default :ecm_system_name: NECB_Default :enable_costing: true :epw_file: CAN_YT_Whitehorse.Intl.AP.719640_CWEC2016.epw :erv_package: NECB_Default :ext_floor_cond: NECB_Default :ext_roof_cond: NECB_Default :ext_wall_cond: NECB_Default :fdwr_set: NECB_Default :fixed_wind_solar_trans: NECB_Default :fixed_window_cond: NECB_Default :furnace_eff: NECB_Default :glass_door_cond: NECB_Default :glass_door_solar_trans: NECB_Default :ground_floor_cond: NECB_Default :ground_roof_cond: NECB_Default :ground_wall_cond: NECB_Default :lights_scale: NECB_Default :lights_type: NECB_Default :overhead_door_cond: NECB_Default :primary_heating_fuel: NaturalGas :pv_ground_azimuth_angle: NECB_Default :pv_ground_module_description: NECB_Default :pv_ground_tilt_angle: NECB_Default :pv_ground_total_area_pv_panels_m2: NECB_Default :pv_ground_type: NECB_Default :rotation_degrees: NECB_Default :run_annual_simulation: true :s3_bucket: '834599497928' :scale_x: NECB_Default :scale_y: NECB_Default :scale_z: NECB_Default :shw_eff: NECB_Default :skylight_cond: NECB_Default :skylight_solar_trans: NECB_Default :srr_set: NECB_Default :template: NECB2017 | 0 | TRUE | 731.0906 |  | https://s3.console.aws.amazon.com/s3/buckets/834599497928?region=ca-central-1&prefix=sara.gilani/baseline-2021-03-24/6a87033d-ede6-4783-acf8-880bd0e50e61/output/500bb858-aed1-478a-80f5-8c395fdd5da9/ | 1.0.002 | 0 | 0 |  | 0 | 0 | tier_1 | 0
456 | 0 |  | NECB_Default | NECB_Default | NECB_Default | NECB_Default | NECB_Default | NECB_Default | NECB_Default | NECB_Default | MidriseApartment | NECB2015 | CAN_AB_Edmonton.Intl.AP.711230_CWEC2016.epw | NaturalGas | NECB_Default | NECB_Default | NECB_Default | NECB_Default | NECB_Default | NECB_Default | NECB_Default | NECB_Default | NECB_Default | NECB_Default | NECB_Default | NECB_Default | NECB_Default | NECB_Default | NECB_Default | NECB_Default | NECB_Default | NECB_Default | NECB_Default | NECB_Default | NECB_Default | NECB_Default | NECB_Default | NECB_Default | NECB_Default | NECB_Default | NECB_Default | aws_batch | 834599497928 | [5 empty] | baseline-2021-03-24 | 6a87033d-ede6-4783-acf8-880bd0e50e61 | TRUE | TRUE | f3398124-bb8e-4104-b451-80f222606b9a |  | 3134.61 | 2325.6934 | 32.5 | MidriseApartment |  |  | 5 | MidriseApartment | 4 |  | 4 | NECB2015 | 0.24343 | 9553.837 | 70.724 | 77.7125 | 27.226 | 6.278 | 306.8104 | 124.8698 | EDMONTON | ALBERTA | 55.8234 | 27.7191 | 0 | 83.5425 | 5.2909 | 1.9775 | 0 | 7.2684 | 0 | 0.053385 | 0 | 0 | 0.25437 | 0.086933 | 0 | 0.28749 | 0.06121 | 0.042238 | 0.54931 | 0.010604 | 0.80368 | 0.26182 | 22.181 | 81.3524 | Natural Gas | 32.5 | 0.757 | [5 empty] | 0.162 | 0.21 | 2.2 | 2.2 | 5 | Edmonton Intl AP | CAN | 23 | 5588 | 53.31 | -113.579 | 7a | 5120 | AB | CAN_AB_Edmonton.Intl.AP.711230_CWEC2016.epw | 0 | 0 | 0 | 0 | 820.71 | 130.2314 | 7.8118 | 0.059984 | 2855.21 | 0.1 | 2021-03-24 15:19:37 +0000 | eef80c06 | 0.2.11 | :adv_dx_units: NECB_Default :analysis_id: 6a87033d-ede6-4783-acf8-880bd0e50e61 :analysis_name: baseline-2021-03-24 :boiler_eff: NECB_Default :btap_batch_version: 1.0.002 :building_type: MidriseApartment :compute_environment: aws_batch :datapoint_id: f3398124-bb8e-4104-b451-80f222606b9a :daylighting_type: NECB_Default :dcv_type: NECB_Default :door_construction_cond: NECB_Default :ecm_system_name: NECB_Default :enable_costing: true :epw_file: CAN_AB_Edmonton.Intl.AP.711230_CWEC2016.epw :erv_package: NECB_Default :ext_floor_cond: NECB_Default :ext_roof_cond: NECB_Default :ext_wall_cond: NECB_Default :fdwr_set: NECB_Default :fixed_wind_solar_trans: NECB_Default :fixed_window_cond: NECB_Default :furnace_eff: NECB_Default :glass_door_cond: NECB_Default :glass_door_solar_trans: NECB_Default :ground_floor_cond: NECB_Default :ground_roof_cond: NECB_Default :ground_wall_cond: NECB_Default :lights_scale: NECB_Default :lights_type: NECB_Default :overhead_door_cond: NECB_Default :primary_heating_fuel: NaturalGas :pv_ground_azimuth_angle: NECB_Default :pv_ground_module_description: NECB_Default :pv_ground_tilt_angle: NECB_Default :pv_ground_total_area_pv_panels_m2: NECB_Default :pv_ground_type: NECB_Default :rotation_degrees: NECB_Default :run_annual_simulation: true :s3_bucket: '834599497928' :scale_x: NECB_Default :scale_y: NECB_Default :scale_z: NECB_Default :shw_eff: NECB_Default :skylight_cond: NECB_Default :skylight_solar_trans: NECB_Default :srr_set: NECB_Default :template: NECB2015 | 0 | TRUE | 849.8149 |  | https://s3.console.aws.amazon.com/s3/buckets/834599497928?region=ca-central-1&prefix=sara.gilani/baseline-2021-03-24/6a87033d-ede6-4783-acf8-880bd0e50e61/output/f3398124-bb8e-4104-b451-80f222606b9a/ | 1.0.002 | 0 | 0 |  | 0 | 0 | tier_1 | 0
457 | 0 |  | NECB_Default | NECB_Default | NECB_Default | NECB_Default | NECB_Default | NECB_Default | NECB_Default | NECB_Default | MidriseApartment | NECB2011 | CAN_AB_Edmonton.Intl.AP.711230_CWEC2016.epw | NaturalGas | NECB_Default | NECB_Default | NECB_Default | NECB_Default | NECB_Default | NECB_Default | NECB_Default | NECB_Default | NECB_Default | NECB_Default | NECB_Default | NECB_Default | NECB_Default | NECB_Default | NECB_Default | NECB_Default | NECB_Default | NECB_Default | NECB_Default | NECB_Default | NECB_Default | NECB_Default | NECB_Default | NECB_Default | NECB_Default | NECB_Default | NECB_Default | aws_batch | 834599497928 | [5 empty] | baseline-2021-03-24 | 6a87033d-ede6-4783-acf8-880bd0e50e61 | TRUE | TRUE | 98f830e9-02fc-4494-8f5c-a6feb88857d4 |  | 3134.61 | 2325.6934 | 32.5 | MidriseApartment |  |  | 5 | MidriseApartment | 4 |  | 4 | NECB2011 | 0.24343 | 9553.837 | 70.724 | 76.5735 | 27.226 | 4.9824 | 302.0753 | 122.5694 | EDMONTON | ALBERTA | 54.4414 | 19.3862 | 0 | 73.8275 | 5.1599 | 1.383 | 0 | 6.5429 | 0 | 0.045814 | 0 | 0 | 0.24807 | 0.089625 | 0 | 0.2711 | 0.061175 | 0.042943 | 0.38418 | 0.0085114 | 0.63224 | 0.11308 | 20.8779 | 69.3552 | Natural Gas | 32.5 | 0.757 | [5 empty] | 0.162 | 0.21 | 2.2 | 2.2 | 5 | Edmonton Intl AP | CAN | 23 | 5588 | 53.31 | -113.579 | 7a | 5120 | AB | CAN_AB_Edmonton.Intl.AP.711230_CWEC2016.epw | 0 | 0 | 0 | 0 | 354.45 | 66.401 | 3.3516 | 0.050475 | 1225 | 0.1 | 2021-03-24 15:19:34 +0000 | eef80c06 | 0.2.11 | :adv_dx_units: NECB_Default :analysis_id: 6a87033d-ede6-4783-acf8-880bd0e50e61 :analysis_name: baseline-2021-03-24 :boiler_eff: NECB_Default :btap_batch_version: 1.0.002 :building_type: MidriseApartment :compute_environment: aws_batch :datapoint_id: 98f830e9-02fc-4494-8f5c-a6feb88857d4 :daylighting_type: NECB_Default :dcv_type: NECB_Default :door_construction_cond: NECB_Default :ecm_system_name: NECB_Default :enable_costing: true :epw_file: CAN_AB_Edmonton.Intl.AP.711230_CWEC2016.epw :erv_package: NECB_Default :ext_floor_cond: NECB_Default :ext_roof_cond: NECB_Default :ext_wall_cond: NECB_Default :fdwr_set: NECB_Default :fixed_wind_solar_trans: NECB_Default :fixed_window_cond: NECB_Default :furnace_eff: NECB_Default :glass_door_cond: NECB_Default :glass_door_solar_trans: NECB_Default :ground_floor_cond: NECB_Default :ground_roof_cond: NECB_Default :ground_wall_cond: NECB_Default :lights_scale: NECB_Default :lights_type: NECB_Default :overhead_door_cond: NECB_Default :primary_heating_fuel: NaturalGas :pv_ground_azimuth_angle: NECB_Default :pv_ground_module_description: NECB_Default :pv_ground_tilt_angle: NECB_Default :pv_ground_total_area_pv_panels_m2: NECB_Default :pv_ground_type: NECB_Default :rotation_degrees: NECB_Default :run_annual_simulation: true :s3_bucket: '834599497928' :scale_x: NECB_Default :scale_y: NECB_Default :scale_z: NECB_Default :shw_eff: NECB_Default :skylight_cond: NECB_Default :skylight_solar_trans: NECB_Default :srr_set: NECB_Default :template: NECB2011 | 0 | TRUE | 910.3781 |  | https://s3.console.aws.amazon.com/s3/buckets/834599497928?region=ca-central-1&prefix=sara.gilani/baseline-2021-03-24/6a87033d-ede6-4783-acf8-880bd0e50e61/output/98f830e9-02fc-4494-8f5c-a6feb88857d4/ | 1.0.002 | 0 | 0 |  | 0 | 0 | tier_1 | 0
458 | 0 |  | NECB_Default | NECB_Default | NECB_Default | NECB_Default | NECB_Default | NECB_Default | NECB_Default | NECB_Default | MidriseApartment | NECB2017 | CAN_YT_Whitehorse.Intl.AP.719640_CWEC2016.epw | Electricity | NECB_Default | NECB_Default | NECB_Default | NECB_Default | NECB_Default | NECB_Default | NECB_Default | NECB_Default | NECB_Default | NECB_Default | NECB_Default | NECB_Default | NECB_Default | NECB_Default | NECB_Default | NECB_Default | NECB_Default | NECB_Default | NECB_Default | NECB_Default | NECB_Default | NECB_Default | NECB_Default | NECB_Default | NECB_Default | NECB_Default | NECB_Default | aws_batch | 834599497928 | [5 empty] | baseline-2021-03-24 | 6a87033d-ede6-4783-acf8-880bd0e50e61 | TRUE | TRUE | 65d1f2d8-eb0e-4925-b46a-8202b6f462fa |  | 3134.61 | 2325.6934 | 22.8 | MidriseApartment |  |  | 2 | MidriseApartment | 4 |  | 4 | NECB2017 | 0.24343 | 9553.837 | 59.1279 | 37.1967 | 23.871 | 22.0016 | 248.631 | 106.4338 | WHITEHORSE | YUKON | 9.1291 | 0 | 0 | 9.1291 | 20.9068 | 0 | 0 | 20.9068 | 0 | 0.033143 | 0 | 0 | 0.58694 | 0.06753 | 0.021374 | 0.14868 | 0.06121 | 0.041568 | 0 | 0.00084859 | 0.58694 | 0.21258 | 77.6702 | 0 | Electricity | 22.8 | 0.757 | [5 empty] | 0.138 | 0.21 | 1.9 | 1.9 | 2 | Whitehorse Intl AP | CAN | 5 | 6491 | 60.709 | -135.069 | 7b | 6580 | YT | CAN_YT_Whitehorse.Intl.AP.719640_CWEC2016.epw | 0 | 1.8232 | 0.013999 | 666.37 | 0 | 130.2314 | 7.8118 | 0.059984 | 2855.21 | 0.1 | 2021-03-24 15:19:38 +0000 | eef80c06 | 0.2.11 | :adv_dx_units: NECB_Default :analysis_id: 6a87033d-ede6-4783-acf8-880bd0e50e61 :analysis_name: baseline-2021-03-24 :boiler_eff: NECB_Default :btap_batch_version: 1.0.002 :building_type: MidriseApartment :compute_environment: aws_batch :datapoint_id: 65d1f2d8-eb0e-4925-b46a-8202b6f462fa :daylighting_type: NECB_Default :dcv_type: NECB_Default :door_construction_cond: NECB_Default :ecm_system_name: NECB_Default :enable_costing: true :epw_file: CAN_YT_Whitehorse.Intl.AP.719640_CWEC2016.epw :erv_package: NECB_Default :ext_floor_cond: NECB_Default :ext_roof_cond: NECB_Default :ext_wall_cond: NECB_Default :fdwr_set: NECB_Default :fixed_wind_solar_trans: NECB_Default :fixed_window_cond: NECB_Default :furnace_eff: NECB_Default :glass_door_cond: NECB_Default :glass_door_solar_trans: NECB_Default :ground_floor_cond: NECB_Default :ground_roof_cond: NECB_Default :ground_wall_cond: NECB_Default :lights_scale: NECB_Default :lights_type: NECB_Default :overhead_door_cond: NECB_Default :primary_heating_fuel: Electricity :pv_ground_azimuth_angle: NECB_Default :pv_ground_module_description: NECB_Default :pv_ground_tilt_angle: NECB_Default :pv_ground_total_area_pv_panels_m2: NECB_Default :pv_ground_type: NECB_Default :rotation_degrees: NECB_Default :run_annual_simulation: true :s3_bucket: '834599497928' :scale_x: NECB_Default :scale_y: NECB_Default :scale_z: NECB_Default :shw_eff: NECB_Default :skylight_cond: NECB_Default :skylight_solar_trans: NECB_Default :srr_set: NECB_Default :template: NECB2017 | 0 | TRUE | 788.8485 |  | https://s3.console.aws.amazon.com/s3/buckets/834599497928?region=ca-central-1&prefix=sara.gilani/baseline-2021-03-24/6a87033d-ede6-4783-acf8-880bd0e50e61/output/65d1f2d8-eb0e-4925-b46a-8202b6f462fa/ | 1.0.002 | 0 | 0 |  | 0 | 0 | tier_1 | 0
459 | 0 |  | NECB_Default | NECB_Default | NECB_Default | NECB_Default | NECB_Default | NECB_Default | NECB_Default | NECB_Default | MidriseApartment | NECB2017 | CAN_QC_Montreal-Trudeau.Intl.AP.716270_CWEC2016.epw | NaturalGas | NECB_Default | NECB_Default | NECB_Default | NECB_Default | NECB_Default | NECB_Default | NECB_Default | NECB_Default | NECB_Default | NECB_Default | NECB_Default | NECB_Default | NECB_Default | NECB_Default | NECB_Default | NECB_Default | NECB_Default | NECB_Default | NECB_Default | NECB_Default | NECB_Default | NECB_Default | NECB_Default | NECB_Default | NECB_Default | NECB_Default | NECB_Default | aws_batch | 834599497928 | [5 empty] | baseline-2021-03-24 | 6a87033d-ede6-4783-acf8-880bd0e50e61 | TRUE | TRUE | bfd7de13-c18b-496c-aafe-42f95ec6cfe8 |  | 3134.61 | 2325.6934 | 37.3 | MidriseApartment |  |  | 2 | MidriseApartment | 4 |  | 4 | NECB2017 | 0.24343 | 9553.837 | 72.4327 | 73.759 | 25.0733 | 6.2909 | 319.0152 | 141.4592 | MONTREAL | QUEBEC | 0.10532 | 17.0899 | 0 | 17.1952 | 6.708 | 4.4766 | 0 | 11.1846 | 0 | 0.06679 | 0 | 0 | 0.27103 | 0.073027 | 0.021374 | 0.10673 | 0.06121 | 0.041568 | 0.34595 | 0.0070631 | 0.61698 | 0.23922 | 23.3715 | 82.9025 | Natural Gas | 37.3 | 0.757 | [5 empty] | 0.156 | 0.247 | 1.9 | 1.9 | 2 | Montreal-Trudeau Intl AP | CAN | 323 | 4090 | 45.471 | -73.741 | 6 | 4400 | QC | CAN_QC_Montreal-Trudeau.Intl.AP.716270_CWEC2016.epw | 0 | 0 | 0 | 0 | 749.85 | 130.2314 | 7.8118 | 0.059984 | 2855.21 | 0.1 | 2021-03-24 15:19:31 +0000 | eef80c06 | 0.2.11 | :adv_dx_units: NECB_Default :analysis_id: 6a87033d-ede6-4783-acf8-880bd0e50e61 :analysis_name: baseline-2021-03-24 :boiler_eff: NECB_Default :btap_batch_version: 1.0.002 :building_type: MidriseApartment :compute_environment: aws_batch :datapoint_id: bfd7de13-c18b-496c-aafe-42f95ec6cfe8 :daylighting_type: NECB_Default :dcv_type: NECB_Default :door_construction_cond: NECB_Default :ecm_system_name: NECB_Default :enable_costing: true :epw_file: CAN_QC_Montreal-Trudeau.Intl.AP.716270_CWEC2016.epw :erv_package: NECB_Default :ext_floor_cond: NECB_Default :ext_roof_cond: NECB_Default :ext_wall_cond: NECB_Default :fdwr_set: NECB_Default :fixed_wind_solar_trans: NECB_Default :fixed_window_cond: NECB_Default :furnace_eff: NECB_Default :glass_door_cond: NECB_Default :glass_door_solar_trans: NECB_Default :ground_floor_cond: NECB_Default :ground_roof_cond: NECB_Default :ground_wall_cond: NECB_Default :lights_scale: NECB_Default :lights_type: NECB_Default :overhead_door_cond: NECB_Default :primary_heating_fuel: NaturalGas :pv_ground_azimuth_angle: NECB_Default :pv_ground_module_description: NECB_Default :pv_ground_tilt_angle: NECB_Default :pv_ground_total_area_pv_panels_m2: NECB_Default :pv_ground_type: NECB_Default :rotation_degrees: NECB_Default :run_annual_simulation: true :s3_bucket: '834599497928' :scale_x: NECB_Default :scale_y: NECB_Default :scale_z: NECB_Default :shw_eff: NECB_Default :skylight_cond: NECB_Default :skylight_solar_trans: NECB_Default :srr_set: NECB_Default :template: NECB2017 | 0 | TRUE | 850.6281 |  | https://s3.console.aws.amazon.com/s3/buckets/834599497928?region=ca-central-1&prefix=sara.gilani/baseline-2021-03-24/6a87033d-ede6-4783-acf8-880bd0e50e61/output/bfd7de13-c18b-496c-aafe-42f95ec6cfe8/ | 1.0.002 | 0 | 0 |  | 0 | 0 | tier_1 | 0
460 | 0 |  | NECB_Default | NECB_Default | NECB_Default | NECB_Default | NECB_Default | NECB_Default | NECB_Default | NECB_Default | MidriseApartment | NECB2017 | CAN_AB_Edmonton.Intl.AP.711230_CWEC2016.epw | NaturalGas | NECB_Default | NECB_Default | NECB_Default | NECB_Default | NECB_Default | NECB_Default | NECB_Default | NECB_Default | NECB_Default | NECB_Default | NECB_Default | NECB_Default | NECB_Default | NECB_Default | NECB_Default | NECB_Default | NECB_Default | NECB_Default | NECB_Default | NECB_Default | NECB_Default | NECB_Default | NECB_Default | NECB_Default | NECB_Default | NECB_Default | NECB_Default | aws_batch | 834599497928 | [5 empty] | baseline-2021-03-24 | 6a87033d-ede6-4783-acf8-880bd0e50e61 | TRUE | TRUE | d6d33450-fd43-420e-b305-12c0f9fbbff9 |  | 3134.61 | 2325.6934 | 32.5 | MidriseApartment |  |  | 2 | MidriseApartment | 4 |  | 4 | NECB2017 | 0.24343 | 9553.837 | 72.4995 | 74.2217 | 27.226 | 6.278 | 321.3796 | 141.1544 | EDMONTON | ALBERTA | 57.5645 | 19.7188 | 0 | 77.2833 | 5.4559 | 1.4068 | 0 | 6.8627 | 0 | 0.053595 | 0 | 0 | 0.2623 | 0.075706 | 0.021374 | 0.12883 | 0.06121 | 0.041568 | 0.39076 | 0.0088464 | 0.65306 | 0.26193 | 21.9972 | 77.7514 | Natural Gas | 32.5 | 0.757 | [5 empty] | 0.138 | 0.21 | 1.9 | 1.9 | 2 | Edmonton Intl AP | CAN | 23 | 5588 | 53.31 | -113.579 | 7a | 5120 | AB | CAN_AB_Edmonton.Intl.AP.711230_CWEC2016.epw | 0 | 0 | 0 | 0 | 821.06 | 130.2314 | 7.8118 | 0.059984 | 2855.21 | 0.1 | 2021-03-24 15:19:35 +0000 | eef80c06 | 0.2.11 | :adv_dx_units: NECB_Default :analysis_id: 6a87033d-ede6-4783-acf8-880bd0e50e61 :analysis_name: baseline-2021-03-24 :boiler_eff: NECB_Default :btap_batch_version: 1.0.002 :building_type: MidriseApartment :compute_environment: aws_batch :datapoint_id: d6d33450-fd43-420e-b305-12c0f9fbbff9 :daylighting_type: NECB_Default :dcv_type: NECB_Default :door_construction_cond: NECB_Default :ecm_system_name: NECB_Default :enable_costing: true :epw_file: CAN_AB_Edmonton.Intl.AP.711230_CWEC2016.epw :erv_package: NECB_Default :ext_floor_cond: NECB_Default :ext_roof_cond: NECB_Default :ext_wall_cond: NECB_Default :fdwr_set: NECB_Default :fixed_wind_solar_trans: NECB_Default :fixed_window_cond: NECB_Default :furnace_eff: NECB_Default :glass_door_cond: NECB_Default :glass_door_solar_trans: NECB_Default :ground_floor_cond: NECB_Default :ground_roof_cond: NECB_Default :ground_wall_cond: NECB_Default :lights_scale: NECB_Default :lights_type: NECB_Default :overhead_door_cond: NECB_Default :primary_heating_fuel: NaturalGas :pv_ground_azimuth_angle: NECB_Default :pv_ground_module_description: NECB_Default :pv_ground_tilt_angle: NECB_Default :pv_ground_total_area_pv_panels_m2: NECB_Default :pv_ground_type: NECB_Default :rotation_degrees: NECB_Default :run_annual_simulation: true :s3_bucket: '834599497928' :scale_x: NECB_Default :scale_y: NECB_Default :scale_z: NECB_Default :shw_eff: NECB_Default :skylight_cond: NECB_Default :skylight_solar_trans: NECB_Default :srr_set: NECB_Default :template: NECB2017 | 0 | TRUE | 849.7757 |  | https://s3.console.aws.amazon.com/s3/buckets/834599497928?region=ca-central-1&prefix=sara.gilani/baseline-2021-03-24/6a87033d-ede6-4783-acf8-880bd0e50e61/output/d6d33450-fd43-420e-b305-12c0f9fbbff9/ | 1.0.002 | 0 | 0 |  | 0 | 0 | tier_1 | 0
461 | 0 |  | NECB_Default | NECB_Default | NECB_Default | NECB_Default | NECB_Default | NECB_Default | NECB_Default | NECB_Default | MidriseApartment | NECB2017 | CAN_ON_Toronto.Pearson.Intl.AP.716240_CWEC2016.epw | NaturalGas | NECB_Default | NECB_Default | NECB_Default | NECB_Default | NECB_Default | NECB_Default | NECB_Default | NECB_Default | NECB_Default | NECB_Default | NECB_Default | NECB_Default | NECB_Default | NECB_Default | NECB_Default | NECB_Default | NECB_Default | NECB_Default | NECB_Default | NECB_Default | NECB_Default | NECB_Default | NECB_Default | NECB_Default | NECB_Default | NECB_Default | NECB_Default | aws_batch | 834599497928 | [5 empty] | baseline-2021-03-24 | 6a87033d-ede6-4783-acf8-880bd0e50e61 | TRUE | TRUE | 64ade3cf-372f-4dbe-b1c9-d725716a7bb2 |  | 3134.61 | 2325.6934 | 40 | MidriseApartment |  |  | 2 | MidriseApartment | 4 |  | 4 | NECB2017 | 0.24343 | 9553.837 | 76.6584 | 74.5909 | 27.0259 | 6.3415 | 327.0335 | 142.4169 | TORONTO | ONTARIO | 1.5374 | 15.6988 | 0 | 17.2362 | 12.3176 | 2.7701 | 0 | 15.0876 | 0 | 0.072663 | 0 | 0 | 0.2768 | 0.073237 | 0.021374 | 0.085229 | 0.06121 | 0.041568 | 0.31767 | 0.0067441 | 0.59446 | 0.23244 | 25.4825 | 69.1312 | Natural Gas | 40 | 0.757 | [5 empty] | 0.156 | 0.278 | 1.9 | 1.9 | 2 | Toronto Pearson Intl AP | CAN | 382 | 3615 | 43.677 | -79.631 | 5 | 3890 | ON | CAN_ON_Toronto.Pearson.Intl.AP.716240_CWEC2016.epw | 0 | 0 | 0 | 0 | 728.6 | 130.2314 | 7.8118 | 0.059984 | 2855.21 | 0.1 | 2021-03-24 15:19:42 +0000 | eef80c06 | 0.2.11 | :adv_dx_units: NECB_Default :analysis_id: 6a87033d-ede6-4783-acf8-880bd0e50e61 :analysis_name: baseline-2021-03-24 :boiler_eff: NECB_Default :btap_batch_version: 1.0.002 :building_type: MidriseApartment :compute_environment: aws_batch :datapoint_id: 64ade3cf-372f-4dbe-b1c9-d725716a7bb2 :daylighting_type: NECB_Default :dcv_type: NECB_Default :door_construction_cond: NECB_Default :ecm_system_name: NECB_Default :enable_costing: true :epw_file: CAN_ON_Toronto.Pearson.Intl.AP.716240_CWEC2016.epw :erv_package: NECB_Default :ext_floor_cond: NECB_Default :ext_roof_cond: NECB_Default :ext_wall_cond: NECB_Default :fdwr_set: NECB_Default :fixed_wind_solar_trans: NECB_Default :fixed_window_cond: NECB_Default :furnace_eff: NECB_Default :glass_door_cond: NECB_Default :glass_door_solar_trans: NECB_Default :ground_floor_cond: NECB_Default :ground_roof_cond: NECB_Default :ground_wall_cond: NECB_Default :lights_scale: NECB_Default :lights_type: NECB_Default :overhead_door_cond: NECB_Default :primary_heating_fuel: NaturalGas :pv_ground_azimuth_angle: NECB_Default :pv_ground_module_description: NECB_Default :pv_ground_tilt_angle: NECB_Default :pv_ground_total_area_pv_panels_m2: NECB_Default :pv_ground_type: NECB_Default :rotation_degrees: NECB_Default :run_annual_simulation: true :s3_bucket: '834599497928' :scale_x: NECB_Default :scale_y: NECB_Default :scale_z: NECB_Default :shw_eff: NECB_Default :skylight_cond: NECB_Default :skylight_solar_trans: NECB_Default :srr_set: NECB_Default :template: NECB2017 | 0 | TRUE | 790.7509 |  | https://s3.console.aws.amazon.com/s3/buckets/834599497928?region=ca-central-1&prefix=sara.gilani/baseline-2021-03-24/6a87033d-ede6-4783-acf8-880bd0e50e61/output/64ade3cf-372f-4dbe-b1c9-d725716a7bb2/ | 1.0.002 | 0 | 0 |  | 0 | 0 | tier_1 | 0
462 | 0 |  | NECB_Default | NECB_Default | NECB_Default | NECB_Default | NECB_Default | NECB_Default | NECB_Default | NECB_Default | SmallHotel | NECB2011 | CAN_BC_Vancouver.Intl.AP.718920_CWEC2016.epw | Electricity | NECB_Default | NECB_Default | NECB_Default | NECB_Default | NECB_Default | NECB_Default | NECB_Default | NECB_Default | NECB_Default | NECB_Default | NECB_Default | NECB_Default | NECB_Default | NECB_Default | NECB_Default | NECB_Default | NECB_Default | NECB_Default | NECB_Default | NECB_Default | NECB_Default | NECB_Default | NECB_Default | NECB_Default | NECB_Default | NECB_Default | NECB_Default | aws_batch | 834599497928 | [5 empty] | baseline-2021-03-24 | 6a87033d-ede6-4783-acf8-880bd0e50e61 | TRUE | TRUE | e7d3c09e-0707-46eb-a39e-8e345ef2b219 |  | 4013.58 | 2697.9741 | 40 | SmallHotel |  |  | 5 | SmallHotel | 4 |  | 4 | NECB2011 | 0.23215 | 11621.7287 | 66.5993 | 42.4604 | 59.9766 | 27.9151 | 350.829 | 153.8777 | VANCOUVER | BRITISH COLUMBIA | 1.8453 | 0 | 0 | 1.8453 | 18.4276 | 0 | 0 | 18.4276 | 0 | 0.036362 | 0 | 0 | 0.65115 | 0.090059 | 0 | 0.17092 | 0.024402 | 0.098127 | 0 | 0.0020505 | 0.65115 | 0.22911 | 55.6097 | 0 | Electricity | 40 | 0.757 | [5 empty] | 0.227 | 0.315 | 2.4 | 2.4 | 5 | Vancouver Intl AP | CAN | 42 | 2797 | 49.195 | -123.184 | 4 | 2800 | BC | CAN_BC_Vancouver.Intl.AP.718920_CWEC2016.epw | 0 | 2.5158 | 0.01569 | 919.54 | 0 | 160.3432 | 13.2057 | 0.082359 | 4826.69 | 0.1 | 2021-03-24 15:20:18 +0000 | eef80c06 | 0.2.11 | :adv_dx_units: NECB_Default :analysis_id: 6a87033d-ede6-4783-acf8-880bd0e50e61 :analysis_name: baseline-2021-03-24 :boiler_eff: NECB_Default :btap_batch_version: 1.0.002 :building_type: SmallHotel :compute_environment: aws_batch :datapoint_id: e7d3c09e-0707-46eb-a39e-8e345ef2b219 :daylighting_type: NECB_Default :dcv_type: NECB_Default :door_construction_cond: NECB_Default :ecm_system_name: NECB_Default :enable_costing: true :epw_file: CAN_BC_Vancouver.Intl.AP.718920_CWEC2016.epw :erv_package: NECB_Default :ext_floor_cond: NECB_Default :ext_roof_cond: NECB_Default :ext_wall_cond: NECB_Default :fdwr_set: NECB_Default :fixed_wind_solar_trans: NECB_Default :fixed_window_cond: NECB_Default :furnace_eff: NECB_Default :glass_door_cond: NECB_Default :glass_door_solar_trans: NECB_Default :ground_floor_cond: NECB_Default :ground_roof_cond: NECB_Default :ground_wall_cond: NECB_Default :lights_scale: NECB_Default :lights_type: NECB_Default :overhead_door_cond: NECB_Default :primary_heating_fuel: Electricity :pv_ground_azimuth_angle: NECB_Default :pv_ground_module_description: NECB_Default :pv_ground_tilt_angle: NECB_Default :pv_ground_total_area_pv_panels_m2: NECB_Default :pv_ground_type: NECB_Default :rotation_degrees: NECB_Default :run_annual_simulation: true :s3_bucket: '834599497928' :scale_x: NECB_Default :scale_y: NECB_Default :scale_z: NECB_Default :shw_eff: NECB_Default :skylight_cond: NECB_Default :skylight_solar_trans: NECB_Default :srr_set: NECB_Default :template: NECB2011 | 0.00012458 | TRUE | 1412.2728 |  | https://s3.console.aws.amazon.com/s3/buckets/834599497928?region=ca-central-1&prefix=sara.gilani/baseline-2021-03-24/6a87033d-ede6-4783-acf8-880bd0e50e61/output/e7d3c09e-0707-46eb-a39e-8e345ef2b219/ | 1.0.002 | 0 | 0 |  | 0 | 0 | tier_1 | 0
463 | 0 |  | NECB_Default | NECB_Default | NECB_Default | NECB_Default | NECB_Default | NECB_Default | NECB_Default | NECB_Default | SmallHotel | NECB2015 | CAN_YT_Whitehorse.Intl.AP.719640_CWEC2016.epw | Electricity | NECB_Default | NECB_Default | NECB_Default | NECB_Default | NECB_Default | NECB_Default | NECB_Default | NECB_Default | NECB_Default | NECB_Default | NECB_Default | NECB_Default | NECB_Default | NECB_Default | NECB_Default | NECB_Default | NECB_Default | NECB_Default | NECB_Default | NECB_Default | NECB_Default | NECB_Default | NECB_Default | NECB_Default | NECB_Default | NECB_Default | NECB_Default | aws_batch | 834599497928 | [5 empty] | baseline-2021-03-24 | 6a87033d-ede6-4783-acf8-880bd0e50e61 | TRUE | TRUE | 80ae6b97-c45a-480f-bd69-87091fec134c |  | 4013.58 | 2697.9741 | 22.8 | SmallHotel |  |  | 5 | SmallHotel | 4 |  | 4 | NECB2015 | 0.23215 | 11621.7287 | 58.528 | 40.8357 | 33.7475 | 14.7091 | 288.8564 | 141.0361 | WHITEHORSE | YUKON | 11.179 | 0 | 0 | 11.179 | 25.6013 | 0 | 0 | 25.6013 | 0 | 0.013661 | 0 | 0 | 0.71874 | 0.074649 | 0 | 0.34681 | 0.019673 | 0.065495 | 0 | 0.0014825 | 0.71874 | 0.19692 | 78.4258 | 0 | Electricity | 22.8 | 0.757 | [5 empty] | 0.162 | 0.21 | 2.2 | 2.2 | 5 | Whitehorse Intl AP | CAN | 5 | 6491 | 60.709 | -135.069 | 7b | 6580 | YT | CAN_YT_Whitehorse.Intl.AP.719640_CWEC2016.epw | 0 | 2.1624 | 0.013493 | 790.37 | 0 | 160.2628 | 9.2987 | 0.058022 | 3398.69 | 0.1 | 2021-03-24 15:20:52 +0000 | eef80c06 | 0.2.11 | :adv_dx_units: NECB_Default :analysis_id: 6a87033d-ede6-4783-acf8-880bd0e50e61 :analysis_name: baseline-2021-03-24 :boiler_eff: NECB_Default :btap_batch_version: 1.0.002 :building_type: SmallHotel :compute_environment: aws_batch :datapoint_id: 80ae6b97-c45a-480f-bd69-87091fec134c :daylighting_type: NECB_Default :dcv_type: NECB_Default :door_construction_cond: NECB_Default :ecm_system_name: NECB_Default :enable_costing: true :epw_file: CAN_YT_Whitehorse.Intl.AP.719640_CWEC2016.epw :erv_package: NECB_Default :ext_floor_cond: NECB_Default :ext_roof_cond: NECB_Default :ext_wall_cond: NECB_Default :fdwr_set: NECB_Default :fixed_wind_solar_trans: NECB_Default :fixed_window_cond: NECB_Default :furnace_eff: NECB_Default :glass_door_cond: NECB_Default :glass_door_solar_trans: NECB_Default :ground_floor_cond: NECB_Default :ground_roof_cond: NECB_Default :ground_wall_cond: NECB_Default :lights_scale: NECB_Default :lights_type: NECB_Default :overhead_door_cond: NECB_Default :primary_heating_fuel: Electricity :pv_ground_azimuth_angle: NECB_Default :pv_ground_module_description: NECB_Default :pv_ground_tilt_angle: NECB_Default :pv_ground_total_area_pv_panels_m2: NECB_Default :pv_ground_type: NECB_Default :rotation_degrees: NECB_Default :run_annual_simulation: true :s3_bucket: '834599497928' :scale_x: NECB_Default :scale_y: NECB_Default :scale_z: NECB_Default :shw_eff: NECB_Default :skylight_cond: NECB_Default :skylight_solar_trans: NECB_Default :srr_set: NECB_Default :template: NECB2015 | 4.4848e-05 | TRUE | 1414.7797 |  | https://s3.console.aws.amazon.com/s3/buckets/834599497928?region=ca-central-1&prefix=sara.gilani/baseline-2021-03-24/6a87033d-ede6-4783-acf8-880bd0e50e61/output/80ae6b97-c45a-480f-bd69-87091fec134c/ | 1.0.002 | 0 | 0 |  | 0 | 0 | tier_1 | 0
464 | 0 |  | NECB_Default | NECB_Default | NECB_Default | NECB_Default | NECB_Default | NECB_Default | NECB_Default | NECB_Default | SmallHotel | NECB2015 | CAN_QC_Montreal-Trudeau.Intl.AP.716270_CWEC2016.epw | Electricity | NECB_Default | NECB_Default | NECB_Default | NECB_Default | NECB_Default | NECB_Default | NECB_Default | NECB_Default | NECB_Default | NECB_Default | NECB_Default | NECB_Default | NECB_Default | NECB_Default | NECB_Default | NECB_Default | NECB_Default | NECB_Default | NECB_Default | NECB_Default | NECB_Default | NECB_Default | NECB_Default | NECB_Default | NECB_Default | NECB_Default | NECB_Default | aws_batch | 834599497928 | [5 empty] | baseline-2021-03-24 | 6a87033d-ede6-4783-acf8-880bd0e50e61 | TRUE | TRUE | bd8970ec-7e15-4400-94e7-e1291c866ab6 |  | 4013.58 | 2697.9741 | 37.3 | SmallHotel |  |  | 5 | SmallHotel | 4 |  | 4 | NECB2015 | 0.23215 | 11621.7287 | 69.0017 | 49.372 | 35.3047 | 14.994 | 328.3611 | 159.6886 | MONTREAL | QUEBEC | 0.24623 | 0 | 0 | 0.24623 | 15.6821 | 0 | 0 | 15.6821 | 0 | 0.043634 | 0 | 0 | 0.63362 | 0.084254 | 0 | 0.24748 | 0.019673 | 0.065495 | 0 | 0.0020331 | 0.63362 | 0.17089 | 79.5553 | 0 | Electricity | 37.3 | 0.757 | [5 empty] | 0.183 | 0.247 | 2.2 | 2.2 | 5 | Montreal-Trudeau Intl AP | CAN | 323 | 4090 | 45.471 | -73.741 | 6 | 4400 | QC | CAN_QC_Montreal-Trudeau.Intl.AP.716270_CWEC2016.epw | 0 | 1.8765 | 0.011709 | 685.87 | 0 | 160.2628 | 9.2987 | 0.058022 | 3398.69 | 0.1 | 2021-03-24 15:21:49 +0000 | eef80c06 | 0.2.11 | :adv_dx_units: NECB_Default :analysis_id: 6a87033d-ede6-4783-acf8-880bd0e50e61 :analysis_name: baseline-2021-03-24 :boiler_eff: NECB_Default :btap_batch_version: 1.0.002 :building_type: SmallHotel :compute_environment: aws_batch :datapoint_id: bd8970ec-7e15-4400-94e7-e1291c866ab6 :daylighting_type: NECB_Default :dcv_type: NECB_Default :door_construction_cond: NECB_Default :ecm_system_name: NECB_Default :enable_costing: true :epw_file: CAN_QC_Montreal-Trudeau.Intl.AP.716270_CWEC2016.epw :erv_package: NECB_Default :ext_floor_cond: NECB_Default :ext_roof_cond: NECB_Default :ext_wall_cond: NECB_Default :fdwr_set: NECB_Default :fixed_wind_solar_trans: NECB_Default :fixed_window_cond: NECB_Default :furnace_eff: NECB_Default :glass_door_cond: NECB_Default :glass_door_solar_trans: NECB_Default :ground_floor_cond: NECB_Default :ground_roof_cond: NECB_Default :ground_wall_cond: NECB_Default :lights_scale: NECB_Default :lights_type: NECB_Default :overhead_door_cond: NECB_Default :primary_heating_fuel: Electricity :pv_ground_azimuth_angle: NECB_Default :pv_ground_module_description: NECB_Default :pv_ground_tilt_angle: NECB_Default :pv_ground_total_area_pv_panels_m2: NECB_Default :pv_ground_type: NECB_Default :rotation_degrees: NECB_Default :run_annual_simulation: true :s3_bucket: '834599497928' :scale_x: NECB_Default :scale_y: NECB_Default :scale_z: NECB_Default :shw_eff: NECB_Default :skylight_cond: NECB_Default :skylight_solar_trans: NECB_Default :srr_set: NECB_Default :template: NECB2015 | 0.00015946 | TRUE | 1470.8294 |  | https://s3.console.aws.amazon.com/s3/buckets/834599497928?region=ca-central-1&prefix=sara.gilani/baseline-2021-03-24/6a87033d-ede6-4783-acf8-880bd0e50e61/output/bd8970ec-7e15-4400-94e7-e1291c866ab6/ | 1.0.002 | 0 | 0 |  | 0 | 0 | tier_1 | 0
465 | 0 |  | NECB_Default | NECB_Default | NECB_Default | NECB_Default | NECB_Default | NECB_Default | NECB_Default | NECB_Default | SmallHotel | NECB2011 | CAN_ON_Toronto.Pearson.Intl.AP.716240_CWEC2016.epw | Electricity | NECB_Default | NECB_Default | NECB_Default | NECB_Default | NECB_Default | NECB_Default | NECB_Default | NECB_Default | NECB_Default | NECB_Default | NECB_Default | NECB_Default | NECB_Default | NECB_Default | NECB_Default | NECB_Default | NECB_Default | NECB_Default | NECB_Default | NECB_Default | NECB_Default | NECB_Default | NECB_Default | NECB_Default | NECB_Default | NECB_Default | NECB_Default | aws_batch | 834599497928 | [5 empty] | baseline-2021-03-24 | 6a87033d-ede6-4783-acf8-880bd0e50e61 | TRUE | TRUE | b952cda2-1807-44d4-839e-9c164a6c554a |  | 4013.58 | 2697.9741 | 40 | SmallHotel |  |  | 5 | SmallHotel | 4 |  | 4 | NECB2011 | 0.23215 | 11621.7287 | 74.0056 | 49.9154 | 66.3781 | 27.9854 | 382.1973 | 163.9128 | TORONTO | ONTARIO | 4.1381 | 0 | 0 | 4.1381 | 33.1542 | 0 | 0 | 33.1542 | 0 | 0.058158 | 0 | 0 | 0.74504 | 0.095232 | 0 | 0.23101 | 0.024402 | 0.098127 | 0 | 0.0020132 | 0.74504 | 0.23591 | 83.6286 | 0 | Electricity | 40 | 0.757 | [5 empty] | 0.183 | 0.278 | 2.2 | 2.2 | 5 | Toronto Pearson Intl AP | CAN | 382 | 3615 | 43.677 | -79.631 | 5 | 3890 | ON | CAN_ON_Toronto.Pearson.Intl.AP.716240_CWEC2016.epw | 0 | 2.5905 | 0.016156 | 946.84 | 0 | 160.3432 | 13.2057 | 0.082359 | 4826.69 | 0.1 | 2021-03-24 15:21:46 +0000 | eef80c06 | 0.2.11 | :adv_dx_units: NECB_Default :analysis_id: 6a87033d-ede6-4783-acf8-880bd0e50e61 :analysis_name: baseline-2021-03-24 :boiler_eff: NECB_Default :btap_batch_version: 1.0.002 :building_type: SmallHotel :compute_environment: aws_batch :datapoint_id: b952cda2-1807-44d4-839e-9c164a6c554a :daylighting_type: NECB_Default :dcv_type: NECB_Default :door_construction_cond: NECB_Default :ecm_system_name: NECB_Default :enable_costing: true :epw_file: CAN_ON_Toronto.Pearson.Intl.AP.716240_CWEC2016.epw :erv_package: NECB_Default :ext_floor_cond: NECB_Default :ext_roof_cond: NECB_Default :ext_wall_cond: NECB_Default :fdwr_set: NECB_Default :fixed_wind_solar_trans: NECB_Default :fixed_window_cond: NECB_Default :furnace_eff: NECB_Default :glass_door_cond: NECB_Default :glass_door_solar_trans: NECB_Default :ground_floor_cond: NECB_Default :ground_roof_cond: NECB_Default :ground_wall_cond: NECB_Default :lights_scale: NECB_Default :lights_type: NECB_Default :overhead_door_cond: NECB_Default :primary_heating_fuel: Electricity :pv_ground_azimuth_angle: NECB_Default :pv_ground_module_description: NECB_Default :pv_ground_tilt_angle: NECB_Default :pv_ground_total_area_pv_panels_m2: NECB_Default :pv_ground_type: NECB_Default :rotation_degrees: NECB_Default :run_annual_simulation: true :s3_bucket: '834599497928' :scale_x: NECB_Default :scale_y: NECB_Default :scale_z: NECB_Default :shw_eff: NECB_Default :skylight_cond: NECB_Default :skylight_solar_trans: NECB_Default :srr_set: NECB_Default :template: NECB2011 | 0.00018936 | TRUE | 1474.094 |  | https://s3.console.aws.amazon.com/s3/buckets/834599497928?region=ca-central-1&prefix=sara.gilani/baseline-2021-03-24/6a87033d-ede6-4783-acf8-880bd0e50e61/output/b952cda2-1807-44d4-839e-9c164a6c554a/ | 1.0.002 | 0 | 0 |  | 0 | 0 | tier_1 | 0
466 | 0 |  | NECB_Default | NECB_Default | NECB_Default | NECB_Default | NECB_Default | NECB_Default | NECB_Default | NECB_Default | SmallHotel | NECB2017 | CAN_AB_Edmonton.Intl.AP.711230_CWEC2016.epw | Electricity | NECB_Default | NECB_Default | NECB_Default | NECB_Default | NECB_Default | NECB_Default | NECB_Default | NECB_Default | NECB_Default | NECB_Default | NECB_Default | NECB_Default | NECB_Default | NECB_Default | NECB_Default | NECB_Default | NECB_Default | NECB_Default | NECB_Default | NECB_Default | NECB_Default | NECB_Default | NECB_Default | NECB_Default | NECB_Default | NECB_Default | NECB_Default | aws_batch | 834599497928 | [5 empty] | baseline-2021-03-24 | 6a87033d-ede6-4783-acf8-880bd0e50e61 | TRUE | TRUE | e4e737cb-c6e5-4167-9469-9456806f243d |  | 4013.58 | 2697.9741 | 32.5 | SmallHotel |  |  | 2 | SmallHotel | 4 |  | 4 | NECB2017 | 0.23215 | 11621.7287 | 71.5172 | 44.2524 | 67.2027 | 15.0067 | 381.1543 | 183.1754 | EDMONTON | ALBERTA | 121.8259 | 0 | 0 | 121.8259 | 11.5466 | 0 | 0 | 11.5466 | 0 | 0.026674 | 0 | 0 | 0.55513 | 0.079276 | 0.021676 | 0.14017 | 0.019673 | 0.077175 | 0 | 0.0020755 | 0.55513 | 0.18833 | 74.4488 | 0 | Electricity | 32.5 | 0.757 | [5 empty] | 0.138 | 0.21 | 1.9 | 1.9 | 2 | Edmonton Intl AP | CAN | 23 | 5588 | 53.31 | -113.579 | 7a | 5120 | AB | CAN_AB_Edmonton.Intl.AP.711230_CWEC2016.epw | 0 | 2.0681 | 0.012904 | 755.88 | 0 | 160.2628 | 9.2987 | 0.058022 | 3398.69 | 0.1 | 2021-03-24 15:22:12 +0000 | eef80c06 | 0.2.11 | :adv_dx_units: NECB_Default :analysis_id: 6a87033d-ede6-4783-acf8-880bd0e50e61 :analysis_name: baseline-2021-03-24 :boiler_eff: NECB_Default :btap_batch_version: 1.0.002 :building_type: SmallHotel :compute_environment: aws_batch :datapoint_id: e4e737cb-c6e5-4167-9469-9456806f243d :daylighting_type: NECB_Default :dcv_type: NECB_Default :door_construction_cond: NECB_Default :ecm_system_name: NECB_Default :enable_costing: true :epw_file: CAN_AB_Edmonton.Intl.AP.711230_CWEC2016.epw :erv_package: NECB_Default :ext_floor_cond: NECB_Default :ext_roof_cond: NECB_Default :ext_wall_cond: NECB_Default :fdwr_set: NECB_Default :fixed_wind_solar_trans: NECB_Default :fixed_window_cond: NECB_Default :furnace_eff: NECB_Default :glass_door_cond: NECB_Default :glass_door_solar_trans: NECB_Default :ground_floor_cond: NECB_Default :ground_roof_cond: NECB_Default :ground_wall_cond: NECB_Default :lights_scale: NECB_Default :lights_type: NECB_Default :overhead_door_cond: NECB_Default :primary_heating_fuel: Electricity :pv_ground_azimuth_angle: NECB_Default :pv_ground_module_description: NECB_Default :pv_ground_tilt_angle: NECB_Default :pv_ground_total_area_pv_panels_m2: NECB_Default :pv_ground_type: NECB_Default :rotation_degrees: NECB_Default :run_annual_simulation: true :s3_bucket: '834599497928' :scale_x: NECB_Default :scale_y: NECB_Default :scale_z: NECB_Default :shw_eff: NECB_Default :skylight_cond: NECB_Default :skylight_solar_trans: NECB_Default :srr_set: NECB_Default :template: NECB2017 | 7.4746e-05 | TRUE | 1474.7009 |  | https://s3.console.aws.amazon.com/s3/buckets/834599497928?region=ca-central-1&prefix=sara.gilani/baseline-2021-03-24/6a87033d-ede6-4783-acf8-880bd0e50e61/output/e4e737cb-c6e5-4167-9469-9456806f243d/ | 1.0.002 | 0 | 0 |  | 0 | 0 | tier_1 | 0
467 | 0 |  | NECB_Default | NECB_Default | NECB_Default | NECB_Default | NECB_Default | NECB_Default | NECB_Default | NECB_Default | SmallHotel | NECB2017 | CAN_BC_Vancouver.Intl.AP.718920_CWEC2016.epw | Electricity | NECB_Default | NECB_Default | NECB_Default | NECB_Default | NECB_Default | NECB_Default | NECB_Default | NECB_Default | NECB_Default | NECB_Default | NECB_Default | NECB_Default | NECB_Default | NECB_Default | NECB_Default | NECB_Default | NECB_Default | NECB_Default | NECB_Default | NECB_Default | NECB_Default | NECB_Default | NECB_Default | NECB_Default | NECB_Default | NECB_Default | NECB_Default | aws_batch | 834599497928 | [5 empty] | baseline-2021-03-24 | 6a87033d-ede6-4783-acf8-880bd0e50e61 | TRUE | TRUE | eefd86b7-1599-45f8-8a4a-a1ee56a61ff5 |  | 4013.58 | 2697.9741 | 40 | SmallHotel |  |  | 2 | SmallHotel | 4 |  | 4 | NECB2017 | 0.23215 | 11621.7287 | 67.0106 | 41.1934 | 60.2681 | 14.9446 | 351.7794 | 168.3627 | VANCOUVER | BRITISH COLUMBIA | 1.3137 | 0 | 0 | 1.3137 | 13.1187 | 0 | 0 | 13.1187 | 0 | 0.031017 | 0 | 0 | 0.46356 | 0.076555 | 0.017834 | 0.078147 | 0.019673 | 0.077175 | 0 | 0.0021253 | 0.46356 | 0.16093 | 43.7698 | 0 | Electricity | 40 | 0.757 | [5 empty] | 0.193 | 0.315 | 2.1 | 2.1 | 2 | Vancouver Intl AP | CAN | 42 | 2797 | 49.195 | -123.184 | 4 | 2800 | BC | CAN_BC_Vancouver.Intl.AP.718920_CWEC2016.epw | 0 | 1.7672 | 0.011027 | 645.9 | 0 | 160.2628 | 9.2987 | 0.058022 | 3398.69 | 0.1 | 2021-03-24 15:22:43 +0000 | eef80c06 | 0.2.11 | :adv_dx_units: NECB_Default :analysis_id: 6a87033d-ede6-4783-acf8-880bd0e50e61 :analysis_name: baseline-2021-03-24 :boiler_eff: NECB_Default :btap_batch_version: 1.0.002 :building_type: SmallHotel :compute_environment: aws_batch :datapoint_id: eefd86b7-1599-45f8-8a4a-a1ee56a61ff5 :daylighting_type: NECB_Default :dcv_type: NECB_Default :door_construction_cond: NECB_Default :ecm_system_name: NECB_Default :enable_costing: true :epw_file: CAN_BC_Vancouver.Intl.AP.718920_CWEC2016.epw :erv_package: NECB_Default :ext_floor_cond: NECB_Default :ext_roof_cond: NECB_Default :ext_wall_cond: NECB_Default :fdwr_set: NECB_Default :fixed_wind_solar_trans: NECB_Default :fixed_window_cond: NECB_Default :furnace_eff: NECB_Default :glass_door_cond: NECB_Default :glass_door_solar_trans: NECB_Default :ground_floor_cond: NECB_Default :ground_roof_cond: NECB_Default :ground_wall_cond: NECB_Default :lights_scale: NECB_Default :lights_type: NECB_Default :overhead_door_cond: NECB_Default :primary_heating_fuel: Electricity :pv_ground_azimuth_angle: NECB_Default :pv_ground_module_description: NECB_Default :pv_ground_tilt_angle: NECB_Default :pv_ground_total_area_pv_panels_m2: NECB_Default :pv_ground_type: NECB_Default :rotation_degrees: NECB_Default :run_annual_simulation: true :s3_bucket: '834599497928' :scale_x: NECB_Default :scale_y: NECB_Default :scale_z: NECB_Default :shw_eff: NECB_Default :skylight_cond: NECB_Default :skylight_solar_trans: NECB_Default :srr_set: NECB_Default :template: NECB2017 | 0.00010215 | TRUE | 1538.4798 |  | https://s3.console.aws.amazon.com/s3/buckets/834599497928?region=ca-central-1&prefix=sara.gilani/baseline-2021-03-24/6a87033d-ede6-4783-acf8-880bd0e50e61/output/eefd86b7-1599-45f8-8a4a-a1ee56a61ff5/ | 1.0.002 | 0 | 0 |  | 0 | 0 | tier_1 | 0
468 | 0 |  | NECB_Default | NECB_Default | NECB_Default | NECB_Default | NECB_Default | NECB_Default | NECB_Default | NECB_Default | HighriseApartment | NECB2011 | CAN_BC_Vancouver.Intl.AP.718920_CWEC2016.epw | Electricity | NECB_Default | NECB_Default | NECB_Default | NECB_Default | NECB_Default | NECB_Default | NECB_Default | NECB_Default | NECB_Default | NECB_Default | NECB_Default | NECB_Default | NECB_Default | NECB_Default | NECB_Default | NECB_Default | NECB_Default | NECB_Default | NECB_Default | NECB_Default | NECB_Default | NECB_Default | NECB_Default | NECB_Default | NECB_Default | NECB_Default | NECB_Default | aws_batch | 834599497928 | [5 empty] | baseline-2021-03-24 | 6a87033d-ede6-4783-acf8-880bd0e50e61 | TRUE | TRUE | 4b3452c4-ef9f-41c9-b68b-a519527cee7c |  | 7836.48 | 4638.6699 | 40 | HighriseApartment |  |  | 5 | HighriseApartment | 10 |  | 10 | NECB2011 | 0.19422 | 23884.0213 | 49.8459 | 41.9381 | 23.6488 | 9.33 | 157.3748 | 32.6121 | VANCOUVER | BRITISH COLUMBIA | 1.116 | 0 | 0 | 1.116 | 11.1448 | 0 | 0 | 11.1448 | 0 | 0.037771 | 0 | 0 | 0.39381 | 0.057578 | 0 | 0.1201 | 0.063082 | 0.040272 | 0 | 0.0009392 | 0.39381 | 0.07402 | 39.8408 | 0 | Electricity | 40 | 0.757 | [5 empty] | 0.227 | 0.315 | 2.4 | 2.4 | 5 | Vancouver Intl AP | CAN | 42 | 2797 | 49.195 | -123.184 | 4 | 2800 | BC | CAN_BC_Vancouver.Intl.AP.718920_CWEC2016.epw | 0 | 1.587 | 0.01235 | 580.06 | 0 | 128.5028 | 8.3471 | 0.064956 | 3050.86 | 0.1 | 2021-03-24 15:23:08 +0000 | eef80c06 | 0.2.11 | :adv_dx_units: NECB_Default :analysis_id: 6a87033d-ede6-4783-acf8-880bd0e50e61 :analysis_name: baseline-2021-03-24 :boiler_eff: NECB_Default :btap_batch_version: 1.0.002 :building_type: HighriseApartment :compute_environment: aws_batch :datapoint_id: 4b3452c4-ef9f-41c9-b68b-a519527cee7c :daylighting_type: NECB_Default :dcv_type: NECB_Default :door_construction_cond: NECB_Default :ecm_system_name: NECB_Default :enable_costing: true :epw_file: CAN_BC_Vancouver.Intl.AP.718920_CWEC2016.epw :erv_package: NECB_Default :ext_floor_cond: NECB_Default :ext_roof_cond: NECB_Default :ext_wall_cond: NECB_Default :fdwr_set: NECB_Default :fixed_wind_solar_trans: NECB_Default :fixed_window_cond: NECB_Default :furnace_eff: NECB_Default :glass_door_cond: NECB_Default :glass_door_solar_trans: NECB_Default :ground_floor_cond: NECB_Default :ground_roof_cond: NECB_Default :ground_wall_cond: NECB_Default :lights_scale: NECB_Default :lights_type: NECB_Default :overhead_door_cond: NECB_Default :primary_heating_fuel: Electricity :pv_ground_azimuth_angle: NECB_Default :pv_ground_module_description: NECB_Default :pv_ground_tilt_angle: NECB_Default :pv_ground_total_area_pv_panels_m2: NECB_Default :pv_ground_type: NECB_Default :rotation_degrees: NECB_Default :run_annual_simulation: true :s3_bucket: '834599497928' :scale_x: NECB_Default :scale_y: NECB_Default :scale_z: NECB_Default :shw_eff: NECB_Default :skylight_cond: NECB_Default :skylight_solar_trans: NECB_Default :srr_set: NECB_Default :template: NECB2011 | 4.5939e-05 | TRUE | 1091.1112 |  | https://s3.console.aws.amazon.com/s3/buckets/834599497928?region=ca-central-1&prefix=sara.gilani/baseline-2021-03-24/6a87033d-ede6-4783-acf8-880bd0e50e61/output/4b3452c4-ef9f-41c9-b68b-a519527cee7c/ | 1.0.002 | 0 | 0 |  | 0 | 0 | tier_1 | 0
469 | 0 |  | NECB_Default | NECB_Default | NECB_Default | NECB_Default | NECB_Default | NECB_Default | NECB_Default | NECB_Default | SmallHotel | NECB2015 | CAN_NS_Halifax.Dockyard.713280_CWEC2016.epw | NaturalGas | NECB_Default | NECB_Default | NECB_Default | NECB_Default | NECB_Default | NECB_Default | NECB_Default | NECB_Default | NECB_Default | NECB_Default | NECB_Default | NECB_Default | NECB_Default | NECB_Default | NECB_Default | NECB_Default | NECB_Default | NECB_Default | NECB_Default | NECB_Default | NECB_Default | NECB_Default | NECB_Default | NECB_Default | NECB_Default | NECB_Default | NECB_Default | aws_batch | 834599497928 | [5 empty] | baseline-2021-03-24 | 6a87033d-ede6-4783-acf8-880bd0e50e61 | TRUE | TRUE | 51ba03e3-0b12-4843-8fba-5985ba2465a8 |  | 4013.58 | 2697.9741 | 40 | SmallHotel |  |  | 5 | SmallHotel | 4 |  | 4 | NECB2015 | 0.23215 | 11621.7287 | 60.9095 | 67.8026 | 34.1325 | 6.8865 | 345.5195 | 175.7885 | HALIFAX | NOVA SCOTIA | 42.4388 | 22.986 | 0 | 65.4249 | 8.323 | 5.8019 | 0 | 14.1249 | 0 | 0.030496 | 0 | 0 | 0.20928 | 0.082996 | 0 | 0.23409 | 0.019673 | 0.065495 | 0.46193 | 0.010489 | 0.67121 | 0.22785 | 18.3213 | 73.6987 | Natural Gas | 40 | 0.757 | [5 empty] | 0.183 | 0.247 | 2.2 | 2.2 | 5 | Halifax Dockyard | CAN | 112 | 3647 | 44.655 | -63.577 | 6 | 4000 | NS | CAN_NS_Halifax.Dockyard.713280_CWEC2016.epw | 0 | 0 | 0 | 0 | 914.48 | 160.2628 | 9.2987 | 0.058022 | 3398.69 | 0.1 | 2021-03-24 15:24:12 +0000 | eef80c06 | 0.2.11 | :adv_dx_units: NECB_Default :analysis_id: 6a87033d-ede6-4783-acf8-880bd0e50e61 :analysis_name: baseline-2021-03-24 :boiler_eff: NECB_Default :btap_batch_version: 1.0.002 :building_type: SmallHotel :compute_environment: aws_batch :datapoint_id: 51ba03e3-0b12-4843-8fba-5985ba2465a8 :daylighting_type: NECB_Default :dcv_type: NECB_Default :door_construction_cond: NECB_Default :ecm_system_name: NECB_Default :enable_costing: true :epw_file: CAN_NS_Halifax.Dockyard.713280_CWEC2016.epw :erv_package: NECB_Default :ext_floor_cond: NECB_Default :ext_roof_cond: NECB_Default :ext_wall_cond: NECB_Default :fdwr_set: NECB_Default :fixed_wind_solar_trans: NECB_Default :fixed_window_cond: NECB_Default :furnace_eff: NECB_Default :glass_door_cond: NECB_Default :glass_door_solar_trans: NECB_Default :ground_floor_cond: NECB_Default :ground_roof_cond: NECB_Default :ground_wall_cond: NECB_Default :lights_scale: NECB_Default :lights_type: NECB_Default :overhead_door_cond: NECB_Default :primary_heating_fuel: NaturalGas :pv_ground_azimuth_angle: NECB_Default :pv_ground_module_description: NECB_Default :pv_ground_tilt_angle: NECB_Default :pv_ground_total_area_pv_panels_m2: NECB_Default :pv_ground_type: NECB_Default :rotation_degrees: NECB_Default :run_annual_simulation: true :s3_bucket: '834599497928' :scale_x: NECB_Default :scale_y: NECB_Default :scale_z: NECB_Default :shw_eff: NECB_Default :skylight_cond: NECB_Default :skylight_solar_trans: NECB_Default :srr_set: NECB_Default :template: NECB2015 | 0.00012956 | TRUE | 1591.6569 |  | https://s3.console.aws.amazon.com/s3/buckets/834599497928?region=ca-central-1&prefix=sara.gilani/baseline-2021-03-24/6a87033d-ede6-4783-acf8-880bd0e50e61/output/51ba03e3-0b12-4843-8fba-5985ba2465a8/ | 1.0.002 | 0 | 0 |  | 0 | 0 | tier_1 | 0
470 | 0 |  | NECB_Default | NECB_Default | NECB_Default | NECB_Default | NECB_Default | NECB_Default | NECB_Default | NECB_Default | SmallHotel | NECB2011 | CAN_QC_Montreal-Trudeau.Intl.AP.716270_CWEC2016.epw | Electricity | NECB_Default | NECB_Default | NECB_Default | NECB_Default | NECB_Default | NECB_Default | NECB_Default | NECB_Default | NECB_Default | NECB_Default | NECB_Default | NECB_Default | NECB_Default | NECB_Default | NECB_Default | NECB_Default | NECB_Default | NECB_Default | NECB_Default | NECB_Default | NECB_Default | NECB_Default | NECB_Default | NECB_Default | NECB_Default | NECB_Default | NECB_Default | aws_batch | 834599497928 | [5 empty] | baseline-2021-03-24 | 6a87033d-ede6-4783-acf8-880bd0e50e61 | TRUE | TRUE | e87d254c-86a7-4c8b-92a8-4f76f082a916 |  | 4013.58 | 2697.9741 | 37.3 | SmallHotel |  |  | 5 | SmallHotel | 4 |  | 4 | NECB2011 | 0.23215 | 11621.7287 | 69.0126 | 48.7208 | 61.7484 | 27.9847 | 366.8701 | 159.4036 | MONTREAL | QUEBEC | 0.30565 | 0 | 0 | 0.30565 | 19.4665 | 0 | 0 | 19.4665 | 0 | 0.052614 | 0 | 0 | 0.78652 | 0.091691 | 0 | 0.27431 | 0.024402 | 0.098127 | 0 | 0.0019309 | 0.78652 | 0.24326 | 85.0352 | 0 | Electricity | 37.3 | 0.757 | [5 empty] | 0.183 | 0.247 | 2.2 | 2.2 | 5 | Montreal-Trudeau Intl AP | CAN | 323 | 4090 | 45.471 | -73.741 | 6 | 4400 | QC | CAN_QC_Montreal-Trudeau.Intl.AP.716270_CWEC2016.epw | 0 | 2.6712 | 0.01666 | 976.34 | 0 | 160.3432 | 13.2057 | 0.082359 | 4826.69 | 0.1 | 2021-03-24 15:23:06 +0000 | eef80c06 | 0.2.11 | :adv_dx_units: NECB_Default :analysis_id: 6a87033d-ede6-4783-acf8-880bd0e50e61 :analysis_name: baseline-2021-03-24 :boiler_eff: NECB_Default :btap_batch_version: 1.0.002 :building_type: SmallHotel :compute_environment: aws_batch :datapoint_id: e87d254c-86a7-4c8b-92a8-4f76f082a916 :daylighting_type: NECB_Default :dcv_type: NECB_Default :door_construction_cond: NECB_Default :ecm_system_name: NECB_Default :enable_costing: true :epw_file: CAN_QC_Montreal-Trudeau.Intl.AP.716270_CWEC2016.epw :erv_package: NECB_Default :ext_floor_cond: NECB_Default :ext_roof_cond: NECB_Default :ext_wall_cond: NECB_Default :fdwr_set: NECB_Default :fixed_wind_solar_trans: NECB_Default :fixed_window_cond: NECB_Default :furnace_eff: NECB_Default :glass_door_cond: NECB_Default :glass_door_solar_trans: NECB_Default :ground_floor_cond: NECB_Default :ground_roof_cond: NECB_Default :ground_wall_cond: NECB_Default :lights_scale: NECB_Default :lights_type: NECB_Default :overhead_door_cond: NECB_Default :primary_heating_fuel: Electricity :pv_ground_azimuth_angle: NECB_Default :pv_ground_module_description: NECB_Default :pv_ground_tilt_angle: NECB_Default :pv_ground_total_area_pv_panels_m2: NECB_Default :pv_ground_type: NECB_Default :rotation_degrees: NECB_Default :run_annual_simulation: true :s3_bucket: '834599497928' :scale_x: NECB_Default :scale_y: NECB_Default :scale_z: NECB_Default :shw_eff: NECB_Default :skylight_cond: NECB_Default :skylight_solar_trans: NECB_Default :srr_set: NECB_Default :template: NECB2011 | 0.00018687 | TRUE | 1592.8087 |  | https://s3.console.aws.amazon.com/s3/buckets/834599497928?region=ca-central-1&prefix=sara.gilani/baseline-2021-03-24/6a87033d-ede6-4783-acf8-880bd0e50e61/output/e87d254c-86a7-4c8b-92a8-4f76f082a916/ | 1.0.002 | 0 | 0 |  | 0 | 0 | tier_1 | 0
471 | 0 |  | NECB_Default | NECB_Default | NECB_Default | NECB_Default | NECB_Default | NECB_Default | NECB_Default | NECB_Default | SmallHotel | NECB2011 | CAN_AB_Calgary.Intl.AP.718770_CWEC2016.epw | NaturalGas | NECB_Default | NECB_Default | NECB_Default | NECB_Default | NECB_Default | NECB_Default | NECB_Default | NECB_Default | NECB_Default | NECB_Default | NECB_Default | NECB_Default | NECB_Default | NECB_Default | NECB_Default | NECB_Default | NECB_Default | NECB_Default | NECB_Default | NECB_Default | NECB_Default | NECB_Default | NECB_Default | NECB_Default | NECB_Default | NECB_Default | NECB_Default | aws_batch | 834599497928 | [5 empty] | baseline-2021-03-24 | 6a87033d-ede6-4783-acf8-880bd0e50e61 | TRUE | TRUE | ad0decee-3309-4ee2-a460-4951006adfc7 |  | 4013.58 | 2697.9741 | 33.3 | SmallHotel |  |  | 5 | SmallHotel | 4 |  | 4 | NECB2011 | 0.23215 | 11621.7287 | 69.7507 | 71.956 | 66.0486 | 7.1074 | 403.9595 | 189.0969 | CALGARY | ALBERTA | 57.8408 | 31.8896 | 0 | 89.7304 | 5.4821 | 2.275 | 0 | 7.7571 | 0 | 0.034635 | 0 | 0 | 0.26356 | 0.096288 | 0 | 0.302 | 0.024402 | 0.098127 | 0.63195 | 0.010009 | 0.89551 | 0.32996 | 21.5768 | 76.2496 | Natural Gas | 33.3 | 0.757 | [5 empty] | 0.162 | 0.21 | 2.2 | 2.2 | 5 | Calgary Intl AP | CAN | 64 | 4781 | 51.114 | -114.02 | 7a | 5000 | AB | CAN_AB_Calgary.Intl.AP.718770_CWEC2016.epw | 0 | 0 | 0 | 0 | 1324.31 | 160.3432 | 13.2057 | 0.082359 | 4826.69 | 0.1 | 2021-03-24 15:24:11 +0000 | eef80c06 | 0.2.11 | :adv_dx_units: NECB_Default :analysis_id: 6a87033d-ede6-4783-acf8-880bd0e50e61 :analysis_name: baseline-2021-03-24 :boiler_eff: NECB_Default :btap_batch_version: 1.0.002 :building_type: SmallHotel :compute_environment: aws_batch :datapoint_id: ad0decee-3309-4ee2-a460-4951006adfc7 :daylighting_type: NECB_Default :dcv_type: NECB_Default :door_construction_cond: NECB_Default :ecm_system_name: NECB_Default :enable_costing: true :epw_file: CAN_AB_Calgary.Intl.AP.718770_CWEC2016.epw :erv_package: NECB_Default :ext_floor_cond: NECB_Default :ext_roof_cond: NECB_Default :ext_wall_cond: NECB_Default :fdwr_set: NECB_Default :fixed_wind_solar_trans: NECB_Default :fixed_window_cond: NECB_Default :furnace_eff: NECB_Default :glass_door_cond: NECB_Default :glass_door_solar_trans: NECB_Default :ground_floor_cond: NECB_Default :ground_roof_cond: NECB_Default :ground_wall_cond: NECB_Default :lights_scale: NECB_Default :lights_type: NECB_Default :overhead_door_cond: NECB_Default :primary_heating_fuel: NaturalGas :pv_ground_azimuth_angle: NECB_Default :pv_ground_module_description: NECB_Default :pv_ground_tilt_angle: NECB_Default :pv_ground_total_area_pv_panels_m2: NECB_Default :pv_ground_type: NECB_Default :rotation_degrees: NECB_Default :run_annual_simulation: true :s3_bucket: '834599497928' :scale_x: NECB_Default :scale_y: NECB_Default :scale_z: NECB_Default :shw_eff: NECB_Default :skylight_cond: NECB_Default :skylight_solar_trans: NECB_Default :srr_set: NECB_Default :template: NECB2011 | 9.9662e-05 | TRUE | 1594.8102 |  | https://s3.console.aws.amazon.com/s3/buckets/834599497928?region=ca-central-1&prefix=sara.gilani/baseline-2021-03-24/6a87033d-ede6-4783-acf8-880bd0e50e61/output/ad0decee-3309-4ee2-a460-4951006adfc7/ | 1.0.002 | 0 | 0 |  | 0 | 0 | tier_1 | 0
472 | 0 |  | NECB_Default | NECB_Default | NECB_Default | NECB_Default | NECB_Default | NECB_Default | NECB_Default | NECB_Default | SmallHotel | NECB2011 | CAN_YT_Whitehorse.Intl.AP.719640_CWEC2016.epw | Electricity | NECB_Default | NECB_Default | NECB_Default | NECB_Default | NECB_Default | NECB_Default | NECB_Default | NECB_Default | NECB_Default | NECB_Default | NECB_Default | NECB_Default | NECB_Default | NECB_Default | NECB_Default | NECB_Default | NECB_Default | NECB_Default | NECB_Default | NECB_Default | NECB_Default | NECB_Default | NECB_Default | NECB_Default | NECB_Default | NECB_Default | NECB_Default | aws_batch | 834599497928 | [5 empty] | baseline-2021-03-24 | 6a87033d-ede6-4783-acf8-880bd0e50e61 | TRUE | TRUE | c0284335-c3e8-41de-aa8e-e42a2cbffd83 |  | 4013.58 | 2697.9741 | 22.8 | SmallHotel |  |  | 5 | SmallHotel | 4 |  | 4 | NECB2011 | 0.23215 | 11621.7287 | 58.5232 | 39.8395 | 59.2693 | 27.5075 | 326.8529 | 141.7132 | WHITEHORSE | YUKON | 13.8631 | 0 | 0 | 13.8631 | 31.7482 | 0 | 0 | 31.7482 | 0 | 0.017832 | 0 | 0 | 0.8913 | 0.082004 | 0 | 0.38716 | 0.024402 | 0.098127 | 0 | 0.0014675 | 0.8913 | 0.28026 | 83.777 | 0 | Electricity | 22.8 | 0.757 | [5 empty] | 0.162 | 0.21 | 2.2 | 2.2 | 5 | Whitehorse Intl AP | CAN | 5 | 6491 | 60.709 | -135.069 | 7b | 6580 | YT | CAN_YT_Whitehorse.Intl.AP.719640_CWEC2016.epw | 0 | 3.0776 | 0.019194 | 1124.85 | 0 | 160.3432 | 13.2057 | 0.082359 | 4826.69 | 0.1 | 2021-03-24 15:24:00 +0000 | eef80c06 | 0.2.11 | :adv_dx_units: NECB_Default :analysis_id: 6a87033d-ede6-4783-acf8-880bd0e50e61 :analysis_name: baseline-2021-03-24 :boiler_eff: NECB_Default :btap_batch_version: 1.0.002 :building_type: SmallHotel :compute_environment: aws_batch :datapoint_id: c0284335-c3e8-41de-aa8e-e42a2cbffd83 :daylighting_type: NECB_Default :dcv_type: NECB_Default :door_construction_cond: NECB_Default :ecm_system_name: NECB_Default :enable_costing: true :epw_file: CAN_YT_Whitehorse.Intl.AP.719640_CWEC2016.epw :erv_package: NECB_Default :ext_floor_cond: NECB_Default :ext_roof_cond: NECB_Default :ext_wall_cond: NECB_Default :fdwr_set: NECB_Default :fixed_wind_solar_trans: NECB_Default :fixed_window_cond: NECB_Default :furnace_eff: NECB_Default :glass_door_cond: NECB_Default :glass_door_solar_trans: NECB_Default :ground_floor_cond: NECB_Default :ground_roof_cond: NECB_Default :ground_wall_cond: NECB_Default :lights_scale: NECB_Default :lights_type: NECB_Default :overhead_door_cond: NECB_Default :primary_heating_fuel: Electricity :pv_ground_azimuth_angle: NECB_Default :pv_ground_module_description: NECB_Default :pv_ground_tilt_angle: NECB_Default :pv_ground_total_area_pv_panels_m2: NECB_Default :pv_ground_type: NECB_Default :rotation_degrees: NECB_Default :run_annual_simulation: true :s3_bucket: '834599497928' :scale_x: NECB_Default :scale_y: NECB_Default :scale_z: NECB_Default :shw_eff: NECB_Default :skylight_cond: NECB_Default :skylight_solar_trans: NECB_Default :srr_set: NECB_Default :template: NECB2011 | 5.2322e-05 | TRUE | 1595.8389 |  | https://s3.console.aws.amazon.com/s3/buckets/834599497928?region=ca-central-1&prefix=sara.gilani/baseline-2021-03-24/6a87033d-ede6-4783-acf8-880bd0e50e61/output/c0284335-c3e8-41de-aa8e-e42a2cbffd83/ | 1.0.002 | 0 | 0 |  | 0 | 0 | tier_1 | 0
473 | 0 |  | NECB_Default | NECB_Default | NECB_Default | NECB_Default | NECB_Default | NECB_Default | NECB_Default | NECB_Default | SmallHotel | NECB2017 | CAN_NS_Halifax.Dockyard.713280_CWEC2016.epw | Electricity | NECB_Default | NECB_Default | NECB_Default | NECB_Default | NECB_Default | NECB_Default | NECB_Default | NECB_Default | NECB_Default | NECB_Default | NECB_Default | NECB_Default | NECB_Default | NECB_Default | NECB_Default | NECB_Default | NECB_Default | NECB_Default | NECB_Default | NECB_Default | NECB_Default | NECB_Default | NECB_Default | NECB_Default | NECB_Default | NECB_Default | NECB_Default | aws_batch | 834599497928 | [5 empty] | baseline-2021-03-24 | 6a87033d-ede6-4783-acf8-880bd0e50e61 | TRUE | TRUE | 97b52297-86c0-4702-8f8e-062f0e08a7b5 |  | 4013.58 | 2697.9741 | 40 | SmallHotel |  |  | 2 | SmallHotel | 4 |  | 4 | NECB2017 | 0.23215 | 11621.7287 | 63.3008 | 40.7422 | 60.0205 | 14.8421 | 352.9439 | 174.0383 | HALIFAX | NOVA SCOTIA | 98.2299 | 0 | 0 | 98.2299 | 19.2647 | 0 | 0 | 19.2647 | 0 | 0.031939 | 0 | 0 | 0.48441 | 0.076725 | 0.021599 | 0.086255 | 0.019673 | 0.077175 | 0 | 0.0023595 | 0.48441 | 0.16856 | 54.8084 | 0 | Electricity | 40 | 0.757 | [5 empty] | 0.156 | 0.247 | 1.9 | 1.9 | 2 | Halifax Dockyard | CAN | 112 | 3647 | 44.655 | -63.577 | 6 | 4000 | NS | CAN_NS_Halifax.Dockyard.713280_CWEC2016.epw | 0 | 1.8509 | 0.011549 | 676.51 | 0 | 160.2628 | 9.2987 | 0.058022 | 3398.69 | 0.1 | 2021-03-24 15:23:38 +0000 | eef80c06 | 0.2.11 | :adv_dx_units: NECB_Default :analysis_id: 6a87033d-ede6-4783-acf8-880bd0e50e61 :analysis_name: baseline-2021-03-24 :boiler_eff: NECB_Default :btap_batch_version: 1.0.002 :building_type: SmallHotel :compute_environment: aws_batch :datapoint_id: 97b52297-86c0-4702-8f8e-062f0e08a7b5 :daylighting_type: NECB_Default :dcv_type: NECB_Default :door_construction_cond: NECB_Default :ecm_system_name: NECB_Default :enable_costing: true :epw_file: CAN_NS_Halifax.Dockyard.713280_CWEC2016.epw :erv_package: NECB_Default :ext_floor_cond: NECB_Default :ext_roof_cond: NECB_Default :ext_wall_cond: NECB_Default :fdwr_set: NECB_Default :fixed_wind_solar_trans: NECB_Default :fixed_window_cond: NECB_Default :furnace_eff: NECB_Default :glass_door_cond: NECB_Default :glass_door_solar_trans: NECB_Default :ground_floor_cond: NECB_Default :ground_roof_cond: NECB_Default :ground_wall_cond: NECB_Default :lights_scale: NECB_Default :lights_type: NECB_Default :overhead_door_cond: NECB_Default :primary_heating_fuel: Electricity :pv_ground_azimuth_angle: NECB_Default :pv_ground_module_description: NECB_Default :pv_ground_tilt_angle: NECB_Default :pv_ground_total_area_pv_panels_m2: NECB_Default :pv_ground_type: NECB_Default :rotation_degrees: NECB_Default :run_annual_simulation: true :s3_bucket: '834599497928' :scale_x: NECB_Default :scale_y: NECB_Default :scale_z: NECB_Default :shw_eff: NECB_Default :skylight_cond: NECB_Default :skylight_solar_trans: NECB_Default :srr_set: NECB_Default :template: NECB2017 | 0.00012458 | TRUE | 1595.2909 |  | https://s3.console.aws.amazon.com/s3/buckets/834599497928?region=ca-central-1&prefix=sara.gilani/baseline-2021-03-24/6a87033d-ede6-4783-acf8-880bd0e50e61/output/97b52297-86c0-4702-8f8e-062f0e08a7b5/ | 1.0.002 | 0 | 0 |  | 0 | 0 | tier_1 | 0
474 | 0 |  | NECB_Default | NECB_Default | NECB_Default | NECB_Default | NECB_Default | NECB_Default | NECB_Default | NECB_Default | SmallHotel | NECB2011 | CAN_AB_Edmonton.Intl.AP.711230_CWEC2016.epw | NaturalGas | NECB_Default | NECB_Default | NECB_Default | NECB_Default | NECB_Default | NECB_Default | NECB_Default | NECB_Default | NECB_Default | NECB_Default | NECB_Default | NECB_Default | NECB_Default | NECB_Default | NECB_Default | NECB_Default | NECB_Default | NECB_Default | NECB_Default | NECB_Default | NECB_Default | NECB_Default | NECB_Default | NECB_Default | NECB_Default | NECB_Default | NECB_Default | aws_batch | 834599497928 | [5 empty] | baseline-2021-03-24 | 6a87033d-ede6-4783-acf8-880bd0e50e61 | TRUE | TRUE | 7c37ea9c-4a76-401b-8caa-6861331e7e2f |  | 4013.58 | 2697.9741 | 32.5 | SmallHotel |  |  | 5 | SmallHotel | 4 |  | 4 | NECB2011 | 0.23215 | 11621.7287 | 69.702 | 72.9065 | 66.8802 | 7.1047 | 403.6214 | 187.0279 | EDMONTON | ALBERTA | 56.8069 | 36.8382 | 0 | 93.645 | 5.3841 | 2.6281 | 0 | 8.0122 | 0 | 0.031403 | 0 | 0 | 0.25885 | 0.094342 | 0 | 0.38568 | 0.024402 | 0.098127 | 0.73002 | 0.010482 | 0.98887 | 0.34435 | 19.4035 | 83.52 | Natural Gas | 32.5 | 0.757 | [5 empty] | 0.162 | 0.21 | 2.2 | 2.2 | 5 | Edmonton Intl AP | CAN | 23 | 5588 | 53.31 | -113.579 | 7a | 5120 | AB | CAN_AB_Edmonton.Intl.AP.711230_CWEC2016.epw | 0 | 0 | 0 | 0 | 1382.06 | 160.3432 | 13.2057 | 0.082359 | 4826.69 | 0.1 | 2021-03-24 15:24:05 +0000 | eef80c06 | 0.2.11 | :adv_dx_units: NECB_Default :analysis_id: 6a87033d-ede6-4783-acf8-880bd0e50e61 :analysis_name: baseline-2021-03-24 :boiler_eff: NECB_Default :btap_batch_version: 1.0.002 :building_type: SmallHotel :compute_environment: aws_batch :datapoint_id: 7c37ea9c-4a76-401b-8caa-6861331e7e2f :daylighting_type: NECB_Default :dcv_type: NECB_Default :door_construction_cond: NECB_Default :ecm_system_name: NECB_Default :enable_costing: true :epw_file: CAN_AB_Edmonton.Intl.AP.711230_CWEC2016.epw :erv_package: NECB_Default :ext_floor_cond: NECB_Default :ext_roof_cond: NECB_Default :ext_wall_cond: NECB_Default :fdwr_set: NECB_Default :fixed_wind_solar_trans: NECB_Default :fixed_window_cond: NECB_Default :furnace_eff: NECB_Default :glass_door_cond: NECB_Default :glass_door_solar_trans: NECB_Default :ground_floor_cond: NECB_Default :ground_roof_cond: NECB_Default :ground_wall_cond: NECB_Default :lights_scale: NECB_Default :lights_type: NECB_Default :overhead_door_cond: NECB_Default :primary_heating_fuel: NaturalGas :pv_ground_azimuth_angle: NECB_Default :pv_ground_module_description: NECB_Default :pv_ground_tilt_angle: NECB_Default :pv_ground_total_area_pv_panels_m2: NECB_Default :pv_ground_type: NECB_Default :rotation_degrees: NECB_Default :run_annual_simulation: true :s3_bucket: '834599497928' :scale_x: NECB_Default :scale_y: NECB_Default :scale_z: NECB_Default :shw_eff: NECB_Default :skylight_cond: NECB_Default :skylight_solar_trans: NECB_Default :srr_set: NECB_Default :template: NECB2011 | 9.2187e-05 | TRUE | 1596.943 |  | https://s3.console.aws.amazon.com/s3/buckets/834599497928?region=ca-central-1&prefix=sara.gilani/baseline-2021-03-24/6a87033d-ede6-4783-acf8-880bd0e50e61/output/7c37ea9c-4a76-401b-8caa-6861331e7e2f/ | 1.0.002 | 0 | 0 |  | 0 | 0 | tier_1 | 0
475 | 0 |  | NECB_Default | NECB_Default | NECB_Default | NECB_Default | NECB_Default | NECB_Default | NECB_Default | NECB_Default | LargeHotel | NECB2011 | CAN_YT_Whitehorse.Intl.AP.719640_CWEC2016.epw | Electricity | NECB_Default | NECB_Default | NECB_Default | NECB_Default | NECB_Default | NECB_Default | NECB_Default | NECB_Default | NECB_Default | NECB_Default | NECB_Default | NECB_Default | NECB_Default | NECB_Default | NECB_Default | NECB_Default | NECB_Default | NECB_Default | NECB_Default | NECB_Default | NECB_Default | NECB_Default | NECB_Default | NECB_Default | NECB_Default | NECB_Default | NECB_Default | aws_batch | 834599497928 | [5 empty] | baseline-2021-03-24 | 6a87033d-ede6-4783-acf8-880bd0e50e61 | TRUE | TRUE | a983d1e5-07e4-49ba-805f-ad92f1264d8a |  | 11345.38 | 6004.6889 | 22.8 | LargeHotel |  |  | 5 | LargeHotel | 6 |  | 7 | NECB2011 | 0.17066 | 35185.0517 | 52.6079 | 37.9897 | 59.5037 | 14.3249 | 248.172 | 83.7457 | WHITEHORSE | YUKON | 13.4563 | 0 | 0 | 13.4563 | 30.8167 | 0 | 0 | 30.8167 | 0 | 0.019439 | 0 | 0 | 0.86515 | 0.075222 | 0 | 0.40246 | 0.026731 | 0.1363 | 0 | 0.0037046 | 0.86515 | 0.20122 | 78.6712 | 0 | Electricity | 22.8 | 0.757 |  | 0.284 |  |  |  | 0.162 | 0.21 | 2.2 | 2.2 | 5 | Whitehorse Intl AP | CAN | 5 | 6491 | 60.709 | -135.069 | 7b | 6580 | YT | CAN_YT_Whitehorse.Intl.AP.719640_CWEC2016.epw | 0 | 6.2459 | 0.012142 | 2282.89 | 0 | 514.3909 | 27.1084 | 0.0527 | 9908.12 | 0.1 | 2021-03-24 15:24:21 +0000 | eef80c06 | 0.2.11 | :adv_dx_units: NECB_Default :analysis_id: 6a87033d-ede6-4783-acf8-880bd0e50e61 :analysis_name: baseline-2021-03-24 :boiler_eff: NECB_Default :btap_batch_version: 1.0.002 :building_type: LargeHotel :compute_environment: aws_batch :datapoint_id: a983d1e5-07e4-49ba-805f-ad92f1264d8a :daylighting_type: NECB_Default :dcv_type: NECB_Default :door_construction_cond: NECB_Default :ecm_system_name: NECB_Default :enable_costing: true :epw_file: CAN_YT_Whitehorse.Intl.AP.719640_CWEC2016.epw :erv_package: NECB_Default :ext_floor_cond: NECB_Default :ext_roof_cond: NECB_Default :ext_wall_cond: NECB_Default :fdwr_set: NECB_Default :fixed_wind_solar_trans: NECB_Default :fixed_window_cond: NECB_Default :furnace_eff: NECB_Default :glass_door_cond: NECB_Default :glass_door_solar_trans: NECB_Default :ground_floor_cond: NECB_Default :ground_roof_cond: NECB_Default :ground_wall_cond: NECB_Default :lights_scale: NECB_Default :lights_type: NECB_Default :overhead_door_cond: NECB_Default :primary_heating_fuel: Electricity :pv_ground_azimuth_angle: NECB_Default :pv_ground_module_description: NECB_Default :pv_ground_tilt_angle: NECB_Default :pv_ground_total_area_pv_panels_m2: NECB_Default :pv_ground_type: NECB_Default :rotation_degrees: NECB_Default :run_annual_simulation: true :s3_bucket: '834599497928' :scale_x: NECB_Default :scale_y: NECB_Default :scale_z: NECB_Default :shw_eff: NECB_Default :skylight_cond: NECB_Default :skylight_solar_trans: NECB_Default :srr_set: NECB_Default :template: NECB2011 | 8.0209e-05 | TRUE | 1595.1073 |  | https://s3.console.aws.amazon.com/s3/buckets/834599497928?region=ca-central-1&prefix=sara.gilani/baseline-2021-03-24/6a87033d-ede6-4783-acf8-880bd0e50e61/output/a983d1e5-07e4-49ba-805f-ad92f1264d8a/ | 1.0.002 | 0 | 0 |  | 0 | 0 | tier_1 | 0
476 | 0 |  | NECB_Default | NECB_Default | NECB_Default | NECB_Default | NECB_Default | NECB_Default | NECB_Default | NECB_Default | SmallHotel | NECB2015 | CAN_YT_Whitehorse.Intl.AP.719640_CWEC2016.epw | NaturalGas | NECB_Default | NECB_Default | NECB_Default | NECB_Default | NECB_Default | NECB_Default | NECB_Default | NECB_Default | NECB_Default | NECB_Default | NECB_Default | NECB_Default | NECB_Default | NECB_Default | NECB_Default | NECB_Default | NECB_Default | NECB_Default | NECB_Default | NECB_Default | NECB_Default | NECB_Default | NECB_Default | NECB_Default | NECB_Default | NECB_Default | NECB_Default | aws_batch | 834599497928 | [5 empty] | baseline-2021-03-24 | 6a87033d-ede6-4783-acf8-880bd0e50e61 | TRUE | TRUE | bc2f80cc-2100-4aec-bac4-60dfa6a8a884 |  | 4013.58 | 2697.9741 | 22.8 | SmallHotel |  |  | 5 | SmallHotel | 4 |  | 4 | NECB2015 | 0.23215 | 11621.7287 | 58.528 | 65.7752 | 33.7475 | 6.7902 | 331.2464 | 166.4055 | WHITEHORSE | YUKON | 2.8723 | 33.5967 | 0 | 36.469 | 6.5779 | 6.1238 | 0 | 12.7017 | 0 | 0.013684 | 0 | 0 | 0.18467 | 0.074676 | 0 | 0.41208 | 0.019673 | 0.065495 | 0.67517 | 0.0111 | 0.85984 | 0.26308 | 14.8822 | 83.3579 | Natural Gas | 22.8 | 0.757 | [5 empty] | 0.162 | 0.21 | 2.2 | 2.2 | 5 | Whitehorse Intl AP | CAN | 5 | 6491 | 60.709 | -135.069 | 7b | 6580 | YT | CAN_YT_Whitehorse.Intl.AP.719640_CWEC2016.epw | 0 | 0 | 0 | 0 | 1055.91 | 160.2628 | 9.2987 | 0.058022 | 3398.69 | 0.1 | 2021-03-24 15:23:46 +0000 | eef80c06 | 0.2.11 | :adv_dx_units: NECB_Default :analysis_id: 6a87033d-ede6-4783-acf8-880bd0e50e61 :analysis_name: baseline-2021-03-24 :boiler_eff: NECB_Default :btap_batch_version: 1.0.002 :building_type: SmallHotel :compute_environment: aws_batch :datapoint_id: bc2f80cc-2100-4aec-bac4-60dfa6a8a884 :daylighting_type: NECB_Default :dcv_type: NECB_Default :door_construction_cond: NECB_Default :ecm_system_name: NECB_Default :enable_costing: true :epw_file: CAN_YT_Whitehorse.Intl.AP.719640_CWEC2016.epw :erv_package: NECB_Default :ext_floor_cond: NECB_Default :ext_roof_cond: NECB_Default :ext_wall_cond: NECB_Default :fdwr_set: NECB_Default :fixed_wind_solar_trans: NECB_Default :fixed_window_cond: NECB_Default :furnace_eff: NECB_Default :glass_door_cond: NECB_Default :glass_door_solar_trans: NECB_Default :ground_floor_cond: NECB_Default :ground_roof_cond: NECB_Default :ground_wall_cond: NECB_Default :lights_scale: NECB_Default :lights_type: NECB_Default :overhead_door_cond: NECB_Default :primary_heating_fuel: NaturalGas :pv_ground_azimuth_angle: NECB_Default :pv_ground_module_description: NECB_Default :pv_ground_tilt_angle: NECB_Default :pv_ground_total_area_pv_panels_m2: NECB_Default :pv_ground_type: NECB_Default :rotation_degrees: NECB_Default :run_annual_simulation: true :s3_bucket: '834599497928' :scale_x: NECB_Default :scale_y: NECB_Default :scale_z: NECB_Default :shw_eff: NECB_Default :skylight_cond: NECB_Default :skylight_solar_trans: NECB_Default :srr_set: NECB_Default :template: NECB2015 | 4.4848e-05 | TRUE | 1596.8952 |  | https://s3.console.aws.amazon.com/s3/buckets/834599497928?region=ca-central-1&prefix=sara.gilani/baseline-2021-03-24/6a87033d-ede6-4783-acf8-880bd0e50e61/output/bc2f80cc-2100-4aec-bac4-60dfa6a8a884/ | 1.0.002 | 0 | 0 |  | 0 | 0 | tier_1 | 0
477 | 0 |  | NECB_Default | NECB_Default | NECB_Default | NECB_Default | NECB_Default | NECB_Default | NECB_Default | NECB_Default | LargeHotel | NECB2011 | CAN_AB_Calgary.Intl.AP.718770_CWEC2016.epw | Electricity | NECB_Default | NECB_Default | NECB_Default | NECB_Default | NECB_Default | NECB_Default | NECB_Default | NECB_Default | NECB_Default | NECB_Default | NECB_Default | NECB_Default | NECB_Default | NECB_Default | NECB_Default | NECB_Default | NECB_Default | NECB_Default | NECB_Default | NECB_Default | NECB_Default | NECB_Default | NECB_Default | NECB_Default | NECB_Default | NECB_Default | NECB_Default | aws_batch | 834599497928 | [5 empty] | baseline-2021-03-24 | 6a87033d-ede6-4783-acf8-880bd0e50e61 | TRUE | TRUE | 7e522abb-b24e-4fe0-aa9c-1e4f4b40107d |  | 11345.38 | 6004.6889 | 33.3 | LargeHotel |  |  | 5 | LargeHotel | 6 |  | 7 | NECB2011 | 0.17066 | 35185.0517 | 59.111 | 45.4514 | 66.3235 | 14.5879 | 283.5079 | 98.034 | CALGARY | ALBERTA | 163.5395 | 0 | 0 | 163.5395 | 15.5001 | 0 | 0 | 15.5001 | 0 | 0.037417 | 0 | 0 | 0.7452 | 0.09574 | 0 | 0.26018 | 0.026731 | 0.1363 | 0 | 0.0046979 | 0.7452 | 0.18387 | 68.8654 | 0 | Electricity | 33.3 | 0.757 |  | 0.284 |  |  |  | 0.162 | 0.21 | 2.2 | 2.2 | 5 | Calgary Intl AP | CAN | 64 | 4781 | 51.114 | -114.02 | 7a | 5000 | AB | CAN_AB_Calgary.Intl.AP.718770_CWEC2016.epw | 0 | 5.7075 | 0.011096 | 2086.09 | 0 | 514.3909 | 27.1084 | 0.0527 | 9908.12 | 0.1 | 2021-03-24 15:24:08 +0000 | eef80c06 | 0.2.11 | :adv_dx_units: NECB_Default :analysis_id: 6a87033d-ede6-4783-acf8-880bd0e50e61 :analysis_name: baseline-2021-03-24 :boiler_eff: NECB_Default :btap_batch_version: 1.0.002 :building_type: LargeHotel :compute_environment: aws_batch :datapoint_id: 7e522abb-b24e-4fe0-aa9c-1e4f4b40107d :daylighting_type: NECB_Default :dcv_type: NECB_Default :door_construction_cond: NECB_Default :ecm_system_name: NECB_Default :enable_costing: true :epw_file: CAN_AB_Calgary.Intl.AP.718770_CWEC2016.epw :erv_package: NECB_Default :ext_floor_cond: NECB_Default :ext_roof_cond: NECB_Default :ext_wall_cond: NECB_Default :fdwr_set: NECB_Default :fixed_wind_solar_trans: NECB_Default :fixed_window_cond: NECB_Default :furnace_eff: NECB_Default :glass_door_cond: NECB_Default :glass_door_solar_trans: NECB_Default :ground_floor_cond: NECB_Default :ground_roof_cond: NECB_Default :ground_wall_cond: NECB_Default :lights_scale: NECB_Default :lights_type: NECB_Default :overhead_door_cond: NECB_Default :primary_heating_fuel: Electricity :pv_ground_azimuth_angle: NECB_Default :pv_ground_module_description: NECB_Default :pv_ground_tilt_angle: NECB_Default :pv_ground_total_area_pv_panels_m2: NECB_Default :pv_ground_type: NECB_Default :rotation_degrees: NECB_Default :run_annual_simulation: true :s3_bucket: '834599497928' :scale_x: NECB_Default :scale_y: NECB_Default :scale_z: NECB_Default :shw_eff: NECB_Default :skylight_cond: NECB_Default :skylight_solar_trans: NECB_Default :srr_set: NECB_Default :template: NECB2011 | 0.00026971 | TRUE | 1598.881 |  | https://s3.console.aws.amazon.com/s3/buckets/834599497928?region=ca-central-1&prefix=sara.gilani/baseline-2021-03-24/6a87033d-ede6-4783-acf8-880bd0e50e61/output/7e522abb-b24e-4fe0-aa9c-1e4f4b40107d/ | 1.0.002 | 0 | 0 |  | 0 | 0 | tier_1 | 0
478 | 0 |  | NECB_Default | NECB_Default | NECB_Default | NECB_Default | NECB_Default | NECB_Default | NECB_Default | NECB_Default | HighriseApartment | NECB2011 | CAN_AB_Edmonton.Intl.AP.711230_CWEC2016.epw | Electricity | NECB_Default | NECB_Default | NECB_Default | NECB_Default | NECB_Default | NECB_Default | NECB_Default | NECB_Default | NECB_Default | NECB_Default | NECB_Default | NECB_Default | NECB_Default | NECB_Default | NECB_Default | NECB_Default | NECB_Default | NECB_Default | NECB_Default | NECB_Default | NECB_Default | NECB_Default | NECB_Default | NECB_Default | NECB_Default | NECB_Default | NECB_Default | aws_batch | 834599497928 | [5 empty] | baseline-2021-03-24 | 6a87033d-ede6-4783-acf8-880bd0e50e61 | TRUE | TRUE | 39de155c-4aba-4391-a78c-b2420fb33392 |  | 7836.48 | 4638.6699 | 32.5 | HighriseApartment |  |  | 5 | HighriseApartment | 10 |  | 10 | NECB2011 | 0.19422 | 23884.0213 | 55.1534 | 45.8096 | 26.4522 | 9.3518 | 172.6896 | 35.9227 | EDMONTON | ALBERTA | 110.6037 | 0 | 0 | 110.6037 | 10.4829 | 0 | 0 | 10.4829 | 0 | 0.031432 | 0 | 0 | 0.50399 | 0.060828 | 0 | 0.22083 | 0.063082 | 0.040272 | 0 | 0.00093665 | 0.50399 | 0.086571 | 57.2606 | 0 | Electricity | 32.5 | 0.757 | [5 empty] | 0.162 | 0.21 | 2.2 | 2.2 | 5 | Edmonton Intl AP | CAN | 23 | 5588 | 53.31 | -113.579 | 7a | 5120 | AB | CAN_AB_Edmonton.Intl.AP.711230_CWEC2016.epw | 0 | 1.8561 | 0.014444 | 678.41 | 0 | 128.5028 | 8.3471 | 0.064956 | 3050.86 | 0.1 | 2021-03-24 15:24:15 +0000 | eef80c06 | 0.2.11 | :adv_dx_units: NECB_Default :analysis_id: 6a87033d-ede6-4783-acf8-880bd0e50e61 :analysis_name: baseline-2021-03-24 :boiler_eff: NECB_Default :btap_batch_version: 1.0.002 :building_type: HighriseApartment :compute_environment: aws_batch :datapoint_id: 39de155c-4aba-4391-a78c-b2420fb33392 :daylighting_type: NECB_Default :dcv_type: NECB_Default :door_construction_cond: NECB_Default :ecm_system_name: NECB_Default :enable_costing: true :epw_file: CAN_AB_Edmonton.Intl.AP.711230_CWEC2016.epw :erv_package: NECB_Default :ext_floor_cond: NECB_Default :ext_roof_cond: NECB_Default :ext_wall_cond: NECB_Default :fdwr_set: NECB_Default :fixed_wind_solar_trans: NECB_Default :fixed_window_cond: NECB_Default :furnace_eff: NECB_Default :glass_door_cond: NECB_Default :glass_door_solar_trans: NECB_Default :ground_floor_cond: NECB_Default :ground_roof_cond: NECB_Default :ground_wall_cond: NECB_Default :lights_scale: NECB_Default :lights_type: NECB_Default :overhead_door_cond: NECB_Default :primary_heating_fuel: Electricity :pv_ground_azimuth_angle: NECB_Default :pv_ground_module_description: NECB_Default :pv_ground_tilt_angle: NECB_Default :pv_ground_total_area_pv_panels_m2: NECB_Default :pv_ground_type: NECB_Default :rotation_degrees: NECB_Default :run_annual_simulation: true :s3_bucket: '834599497928' :scale_x: NECB_Default :scale_y: NECB_Default :scale_z: NECB_Default :shw_eff: NECB_Default :skylight_cond: NECB_Default :skylight_solar_trans: NECB_Default :srr_set: NECB_Default :template: NECB2011 | 3.573e-05 | TRUE | 1152.8344 |  | https://s3.console.aws.amazon.com/s3/buckets/834599497928?region=ca-central-1&prefix=sara.gilani/baseline-2021-03-24/6a87033d-ede6-4783-acf8-880bd0e50e61/output/39de155c-4aba-4391-a78c-b2420fb33392/ | 1.0.002 | 0 | 0 |  | 0 | 0 | tier_1 | 0
479 | 0 |  | NECB_Default | NECB_Default | NECB_Default | NECB_Default | NECB_Default | NECB_Default | NECB_Default | NECB_Default | HighriseApartment | NECB2015 | CAN_AB_Calgary.Intl.AP.718770_CWEC2016.epw | Electricity | NECB_Default | NECB_Default | NECB_Default | NECB_Default | NECB_Default | NECB_Default | NECB_Default | NECB_Default | NECB_Default | NECB_Default | NECB_Default | NECB_Default | NECB_Default | NECB_Default | NECB_Default | NECB_Default | NECB_Default | NECB_Default | NECB_Default | NECB_Default | NECB_Default | NECB_Default | NECB_Default | NECB_Default | NECB_Default | NECB_Default | NECB_Default | aws_batch | 834599497928 | [5 empty] | baseline-2021-03-24 | 6a87033d-ede6-4783-acf8-880bd0e50e61 | TRUE | TRUE | 9ccb5fec-6a53-49d4-b0d8-6559a61565af |  | 7836.48 | 4638.6699 | 33.3 | HighriseApartment |  |  | 5 | HighriseApartment | 10 |  | 10 | NECB2015 | 0.19422 | 23884.0213 | 54.7851 | 47.9702 | 26.1353 | 16.5686 | 182.8591 | 37.3999 | CALGARY | ALBERTA | 130.182 | 0 | 0 | 130.182 | 12.3385 | 0 | 0 | 12.3385 | 0 | 0.045189 | 0 | 0 | 0.5932 | 0.060542 | 0 | 0.18809 | 0.063105 | 0.039275 | 0 | 0.0037351 | 0.5932 | 0.19323 | 60.718 | 0 | Electricity | 33.3 | 0.757 | [5 empty] | 0.162 | 0.21 | 2.2 | 2.2 | 5 | Calgary Intl AP | CAN | 64 | 4781 | 51.114 | -114.02 | 7a | 5000 | AB | CAN_AB_Calgary.Intl.AP.718770_CWEC2016.epw | 0 | 4.1429 | 0.014229 | 1514.23 | 0 | 291.1654 | 19.7024 | 0.067667 | 7201.21 | 0.1 | 2021-03-24 15:24:28 +0000 | eef80c06 | 0.2.11 | :adv_dx_units: NECB_Default :analysis_id: 6a87033d-ede6-4783-acf8-880bd0e50e61 :analysis_name: baseline-2021-03-24 :boiler_eff: NECB_Default :btap_batch_version: 1.0.002 :building_type: HighriseApartment :compute_environment: aws_batch :datapoint_id: 9ccb5fec-6a53-49d4-b0d8-6559a61565af :daylighting_type: NECB_Default :dcv_type: NECB_Default :door_construction_cond: NECB_Default :ecm_system_name: NECB_Default :enable_costing: true :epw_file: CAN_AB_Calgary.Intl.AP.718770_CWEC2016.epw :erv_package: NECB_Default :ext_floor_cond: NECB_Default :ext_roof_cond: NECB_Default :ext_wall_cond: NECB_Default :fdwr_set: NECB_Default :fixed_wind_solar_trans: NECB_Default :fixed_window_cond: NECB_Default :furnace_eff: NECB_Default :glass_door_cond: NECB_Default :glass_door_solar_trans: NECB_Default :ground_floor_cond: NECB_Default :ground_roof_cond: NECB_Default :ground_wall_cond: NECB_Default :lights_scale: NECB_Default :lights_type: NECB_Default :overhead_door_cond: NECB_Default :primary_heating_fuel: Electricity :pv_ground_azimuth_angle: NECB_Default :pv_ground_module_description: NECB_Default :pv_ground_tilt_angle: NECB_Default :pv_ground_total_area_pv_panels_m2: NECB_Default :pv_ground_type: NECB_Default :rotation_degrees: NECB_Default :run_annual_simulation: true :s3_bucket: '834599497928' :scale_x: NECB_Default :scale_y: NECB_Default :scale_z: NECB_Default :shw_eff: NECB_Default :skylight_cond: NECB_Default :skylight_solar_trans: NECB_Default :srr_set: NECB_Default :template: NECB2015 | 3.3178e-05 | TRUE | 1092.9827 |  | https://s3.console.aws.amazon.com/s3/buckets/834599497928?region=ca-central-1&prefix=sara.gilani/baseline-2021-03-24/6a87033d-ede6-4783-acf8-880bd0e50e61/output/9ccb5fec-6a53-49d4-b0d8-6559a61565af/ | 1.0.002 | 0 | 0 |  | 0 | 0 | tier_1 | 0
480 | 0 |  | NECB_Default | NECB_Default | NECB_Default | NECB_Default | NECB_Default | NECB_Default | NECB_Default | NECB_Default | SmallHotel | NECB2011 | CAN_NS_Halifax.Dockyard.713280_CWEC2016.epw | Electricity | NECB_Default | NECB_Default | NECB_Default | NECB_Default | NECB_Default | NECB_Default | NECB_Default | NECB_Default | NECB_Default | NECB_Default | NECB_Default | NECB_Default | NECB_Default | NECB_Default | NECB_Default | NECB_Default | NECB_Default | NECB_Default | NECB_Default | NECB_Default | NECB_Default | NECB_Default | NECB_Default | NECB_Default | NECB_Default | NECB_Default | NECB_Default | aws_batch | 834599497928 | [5 empty] | baseline-2021-03-24 | 6a87033d-ede6-4783-acf8-880bd0e50e61 | TRUE | TRUE | 8459a24a-a3d6-4038-a3ed-19e9368475c6 |  | 4013.58 | 2697.9741 | 40 | SmallHotel |  |  | 5 | SmallHotel | 4 |  | 4 | NECB2011 | 0.23215 | 11621.7287 | 60.9234 | 42.2648 | 59.7297 | 27.7306 | 342.1937 | 151.5453 | HALIFAX | NOVA SCOTIA | 144.9042 | 0 | 0 | 144.9042 | 28.4184 | 0 | 0 | 28.4184 | 0 | 0.03752 | 0 | 0 | 0.71457 | 0.090518 | 0 | 0.2219 | 0.024402 | 0.098127 | 0 | 0.0020057 | 0.71457 | 0.23994 | 70.5846 | 0 | Electricity | 40 | 0.757 | [5 empty] | 0.183 | 0.247 | 2.2 | 2.2 | 5 | Halifax Dockyard | CAN | 112 | 3647 | 44.655 | -63.577 | 6 | 4000 | NS | CAN_NS_Halifax.Dockyard.713280_CWEC2016.epw | 0 | 2.6348 | 0.016432 | 963.03 | 0 | 160.3432 | 13.2057 | 0.082359 | 4826.69 | 0.1 | 2021-03-24 15:24:09 +0000 | eef80c06 | 0.2.11 | :adv_dx_units: NECB_Default :analysis_id: 6a87033d-ede6-4783-acf8-880bd0e50e61 :analysis_name: baseline-2021-03-24 :boiler_eff: NECB_Default :btap_batch_version: 1.0.002 :building_type: SmallHotel :compute_environment: aws_batch :datapoint_id: 8459a24a-a3d6-4038-a3ed-19e9368475c6 :daylighting_type: NECB_Default :dcv_type: NECB_Default :door_construction_cond: NECB_Default :ecm_system_name: NECB_Default :enable_costing: true :epw_file: CAN_NS_Halifax.Dockyard.713280_CWEC2016.epw :erv_package: NECB_Default :ext_floor_cond: NECB_Default :ext_roof_cond: NECB_Default :ext_wall_cond: NECB_Default :fdwr_set: NECB_Default :fixed_wind_solar_trans: NECB_Default :fixed_window_cond: NECB_Default :furnace_eff: NECB_Default :glass_door_cond: NECB_Default :glass_door_solar_trans: NECB_Default :ground_floor_cond: NECB_Default :ground_roof_cond: NECB_Default :ground_wall_cond: NECB_Default :lights_scale: NECB_Default :lights_type: NECB_Default :overhead_door_cond: NECB_Default :primary_heating_fuel: Electricity :pv_ground_azimuth_angle: NECB_Default :pv_ground_module_description: NECB_Default :pv_ground_tilt_angle: NECB_Default :pv_ground_total_area_pv_panels_m2: NECB_Default :pv_ground_type: NECB_Default :rotation_degrees: NECB_Default :run_annual_simulation: true :s3_bucket: '834599497928' :scale_x: NECB_Default :scale_y: NECB_Default :scale_z: NECB_Default :shw_eff: NECB_Default :skylight_cond: NECB_Default :skylight_solar_trans: NECB_Default :srr_set: NECB_Default :template: NECB2011 | 0.00015198 | TRUE | 1652.8332 |  | https://s3.console.aws.amazon.com/s3/buckets/834599497928?region=ca-central-1&prefix=sara.gilani/baseline-2021-03-24/6a87033d-ede6-4783-acf8-880bd0e50e61/output/8459a24a-a3d6-4038-a3ed-19e9368475c6/ | 1.0.002 | 0 | 0 |  | 0 | 0 | tier_1 | 0
481 | 0 |  | NECB_Default | NECB_Default | NECB_Default | NECB_Default | NECB_Default | NECB_Default | NECB_Default | NECB_Default | SmallHotel | NECB2011 | CAN_NS_Halifax.Dockyard.713280_CWEC2016.epw | NaturalGas | NECB_Default | NECB_Default | NECB_Default | NECB_Default | NECB_Default | NECB_Default | NECB_Default | NECB_Default | NECB_Default | NECB_Default | NECB_Default | NECB_Default | NECB_Default | NECB_Default | NECB_Default | NECB_Default | NECB_Default | NECB_Default | NECB_Default | NECB_Default | NECB_Default | NECB_Default | NECB_Default | NECB_Default | NECB_Default | NECB_Default | NECB_Default | aws_batch | 834599497928 | [5 empty] | baseline-2021-03-24 | 6a87033d-ede6-4783-acf8-880bd0e50e61 | TRUE | TRUE | 31ea24a0-92b7-4414-ae07-d09d9a269e84 |  | 4013.58 | 2697.9741 | 40 | SmallHotel |  |  | 5 | SmallHotel | 4 |  | 4 | NECB2011 | 0.23215 | 11621.7287 | 60.9234 | 67.31 | 59.7297 | 6.8865 | 370.6764 | 175.8269 | HALIFAX | NOVA SCOTIA | 52.7201 | 28.5324 | 0 | 81.2525 | 10.3394 | 7.2019 | 0 | 17.5413 | 0 | 0.037525 | 0 | 0 | 0.25998 | 0.09055 | 0 | 0.26328 | 0.024402 | 0.098127 | 0.5734 | 0.0092212 | 0.83337 | 0.31011 | 21.3957 | 72.0349 | Natural Gas | 40 | 0.757 | [5 empty] | 0.183 | 0.247 | 2.2 | 2.2 | 5 | Halifax Dockyard | CAN | 112 | 3647 | 44.655 | -63.577 | 6 | 4000 | NS | CAN_NS_Halifax.Dockyard.713280_CWEC2016.epw | 0 | 0 | 0 | 0 | 1244.67 | 160.3432 | 13.2057 | 0.082359 | 4826.69 | 0.1 | 2021-03-24 15:24:30 +0000 | eef80c06 | 0.2.11 | :adv_dx_units: NECB_Default :analysis_id: 6a87033d-ede6-4783-acf8-880bd0e50e61 :analysis_name: baseline-2021-03-24 :boiler_eff: NECB_Default :btap_batch_version: 1.0.002 :building_type: SmallHotel :compute_environment: aws_batch :datapoint_id: 31ea24a0-92b7-4414-ae07-d09d9a269e84 :daylighting_type: NECB_Default :dcv_type: NECB_Default :door_construction_cond: NECB_Default :ecm_system_name: NECB_Default :enable_costing: true :epw_file: CAN_NS_Halifax.Dockyard.713280_CWEC2016.epw :erv_package: NECB_Default :ext_floor_cond: NECB_Default :ext_roof_cond: NECB_Default :ext_wall_cond: NECB_Default :fdwr_set: NECB_Default :fixed_wind_solar_trans: NECB_Default :fixed_window_cond: NECB_Default :furnace_eff: NECB_Default :glass_door_cond: NECB_Default :glass_door_solar_trans: NECB_Default :ground_floor_cond: NECB_Default :ground_roof_cond: NECB_Default :ground_wall_cond: NECB_Default :lights_scale: NECB_Default :lights_type: NECB_Default :overhead_door_cond: NECB_Default :primary_heating_fuel: NaturalGas :pv_ground_azimuth_angle: NECB_Default :pv_ground_module_description: NECB_Default :pv_ground_tilt_angle: NECB_Default :pv_ground_total_area_pv_panels_m2: NECB_Default :pv_ground_type: NECB_Default :rotation_degrees: NECB_Default :run_annual_simulation: true :s3_bucket: '834599497928' :scale_x: NECB_Default :scale_y: NECB_Default :scale_z: NECB_Default :shw_eff: NECB_Default :skylight_cond: NECB_Default :skylight_solar_trans: NECB_Default :srr_set: NECB_Default :template: NECB2011 | 0.00015198 | TRUE | 1654.8425 |  | https://s3.console.aws.amazon.com/s3/buckets/834599497928?region=ca-central-1&prefix=sara.gilani/baseline-2021-03-24/6a87033d-ede6-4783-acf8-880bd0e50e61/output/31ea24a0-92b7-4414-ae07-d09d9a269e84/ | 1.0.002 | 0 | 0 |  | 0 | 0 | tier_1 | 0
482 | 0 |  | NECB_Default | NECB_Default | NECB_Default | NECB_Default | NECB_Default | NECB_Default | NECB_Default | NECB_Default | SmallHotel | NECB2017 | CAN_QC_Montreal-Trudeau.Intl.AP.716270_CWEC2016.epw | Electricity | NECB_Default | NECB_Default | NECB_Default | NECB_Default | NECB_Default | NECB_Default | NECB_Default | NECB_Default | NECB_Default | NECB_Default | NECB_Default | NECB_Default | NECB_Default | NECB_Default | NECB_Default | NECB_Default | NECB_Default | NECB_Default | NECB_Default | NECB_Default | NECB_Default | NECB_Default | NECB_Default | NECB_Default | NECB_Default | NECB_Default | NECB_Default | aws_batch | 834599497928 | [5 empty] | baseline-2021-03-24 | 6a87033d-ede6-4783-acf8-880bd0e50e61 | TRUE | TRUE | 6dc84bd7-861b-4513-8e0b-807484ba894e |  | 4013.58 | 2697.9741 | 37.3 | SmallHotel |  |  | 2 | SmallHotel | 4 |  | 4 | NECB2017 | 0.23215 | 11621.7287 | 71.3763 | 47.3084 | 62.0483 | 14.994 | 378.5617 | 182.8348 | MONTREAL | QUEBEC | 0.20811 | 0 | 0 | 0.20811 | 13.2545 | 0 | 0 | 13.2545 | 0 | 0.045057 | 0 | 0 | 0.53554 | 0.076834 | 0.021921 | 0.12147 | 0.019673 | 0.077175 | 0 | 0.0023695 | 0.53554 | 0.17089 | 76.6347 | 0 | Electricity | 37.3 | 0.757 | [5 empty] | 0.156 | 0.247 | 1.9 | 1.9 | 2 | Montreal-Trudeau Intl AP | CAN | 323 | 4090 | 45.471 | -73.741 | 6 | 4400 | QC | CAN_QC_Montreal-Trudeau.Intl.AP.716270_CWEC2016.epw | 0 | 1.8765 | 0.011709 | 685.87 | 0 | 160.2628 | 9.2987 | 0.058022 | 3398.69 | 0.1 | 2021-03-24 15:24:54 +0000 | eef80c06 | 0.2.11 | :adv_dx_units: NECB_Default :analysis_id: 6a87033d-ede6-4783-acf8-880bd0e50e61 :analysis_name: baseline-2021-03-24 :boiler_eff: NECB_Default :btap_batch_version: 1.0.002 :building_type: SmallHotel :compute_environment: aws_batch :datapoint_id: 6dc84bd7-861b-4513-8e0b-807484ba894e :daylighting_type: NECB_Default :dcv_type: NECB_Default :door_construction_cond: NECB_Default :ecm_system_name: NECB_Default :enable_costing: true :epw_file: CAN_QC_Montreal-Trudeau.Intl.AP.716270_CWEC2016.epw :erv_package: NECB_Default :ext_floor_cond: NECB_Default :ext_roof_cond: NECB_Default :ext_wall_cond: NECB_Default :fdwr_set: NECB_Default :fixed_wind_solar_trans: NECB_Default :fixed_window_cond: NECB_Default :furnace_eff: NECB_Default :glass_door_cond: NECB_Default :glass_door_solar_trans: NECB_Default :ground_floor_cond: NECB_Default :ground_roof_cond: NECB_Default :ground_wall_cond: NECB_Default :lights_scale: NECB_Default :lights_type: NECB_Default :overhead_door_cond: NECB_Default :primary_heating_fuel: Electricity :pv_ground_azimuth_angle: NECB_Default :pv_ground_module_description: NECB_Default :pv_ground_tilt_angle: NECB_Default :pv_ground_total_area_pv_panels_m2: NECB_Default :pv_ground_type: NECB_Default :rotation_degrees: NECB_Default :run_annual_simulation: true :s3_bucket: '834599497928' :scale_x: NECB_Default :scale_y: NECB_Default :scale_z: NECB_Default :shw_eff: NECB_Default :skylight_cond: NECB_Default :skylight_solar_trans: NECB_Default :srr_set: NECB_Default :template: NECB2017 | 0.000147 | TRUE | 1655.0655 |  | https://s3.console.aws.amazon.com/s3/buckets/834599497928?region=ca-central-1&prefix=sara.gilani/baseline-2021-03-24/6a87033d-ede6-4783-acf8-880bd0e50e61/output/6dc84bd7-861b-4513-8e0b-807484ba894e/ | 1.0.002 | 0 | 0 |  | 0 | 0 | tier_1 | 0
483 | 0 |  | NECB_Default | NECB_Default | NECB_Default | NECB_Default | NECB_Default | NECB_Default | NECB_Default | NECB_Default | SmallHotel | NECB2017 | CAN_ON_Toronto.Pearson.Intl.AP.716240_CWEC2016.epw | Electricity | NECB_Default | NECB_Default | NECB_Default | NECB_Default | NECB_Default | NECB_Default | NECB_Default | NECB_Default | NECB_Default | NECB_Default | NECB_Default | NECB_Default | NECB_Default | NECB_Default | NECB_Default | NECB_Default | NECB_Default | NECB_Default | NECB_Default | NECB_Default | NECB_Default | NECB_Default | NECB_Default | NECB_Default | NECB_Default | NECB_Default | NECB_Default | aws_batch | 834599497928 | [5 empty] | baseline-2021-03-24 | 6a87033d-ede6-4783-acf8-880bd0e50e61 | TRUE | TRUE | 247f6b4e-86f9-4df6-af93-696746a9321e |  | 4013.58 | 2697.9741 | 40 | SmallHotel |  |  | 2 | SmallHotel | 4 |  | 4 | NECB2017 | 0.23215 | 11621.7287 | 76.5339 | 48.2944 | 66.698 | 15.0134 | 395.0791 | 188.5394 | TORONTO | ONTARIO | 2.8614 | 0 | 0 | 2.8614 | 22.9253 | 0 | 0 | 22.9253 | 0 | 0.048092 | 0 | 0 | 0.51518 | 0.079914 | 0.021739 | 0.10025 | 0.019673 | 0.077175 | 0 | 0.0024716 | 0.51518 | 0.16571 | 66.0518 | 0 | Electricity | 40 | 0.757 | [5 empty] | 0.156 | 0.278 | 1.9 | 1.9 | 2 | Toronto Pearson Intl AP | CAN | 382 | 3615 | 43.677 | -79.631 | 5 | 3890 | ON | CAN_ON_Toronto.Pearson.Intl.AP.716240_CWEC2016.epw | 0 | 1.8197 | 0.011355 | 665.11 | 0 | 160.2628 | 9.2987 | 0.058022 | 3398.69 | 0.1 | 2021-03-24 15:24:50 +0000 | eef80c06 | 0.2.11 | :adv_dx_units: NECB_Default :analysis_id: 6a87033d-ede6-4783-acf8-880bd0e50e61 :analysis_name: baseline-2021-03-24 :boiler_eff: NECB_Default :btap_batch_version: 1.0.002 :building_type: SmallHotel :compute_environment: aws_batch :datapoint_id: 247f6b4e-86f9-4df6-af93-696746a9321e :daylighting_type: NECB_Default :dcv_type: NECB_Default :door_construction_cond: NECB_Default :ecm_system_name: NECB_Default :enable_costing: true :epw_file: CAN_ON_Toronto.Pearson.Intl.AP.716240_CWEC2016.epw :erv_package: NECB_Default :ext_floor_cond: NECB_Default :ext_roof_cond: NECB_Default :ext_wall_cond: NECB_Default :fdwr_set: NECB_Default :fixed_wind_solar_trans: NECB_Default :fixed_window_cond: NECB_Default :furnace_eff: NECB_Default :glass_door_cond: NECB_Default :glass_door_solar_trans: NECB_Default :ground_floor_cond: NECB_Default :ground_roof_cond: NECB_Default :ground_wall_cond: NECB_Default :lights_scale: NECB_Default :lights_type: NECB_Default :overhead_door_cond: NECB_Default :primary_heating_fuel: Electricity :pv_ground_azimuth_angle: NECB_Default :pv_ground_module_description: NECB_Default :pv_ground_tilt_angle: NECB_Default :pv_ground_total_area_pv_panels_m2: NECB_Default :pv_ground_type: NECB_Default :rotation_degrees: NECB_Default :run_annual_simulation: true :s3_bucket: '834599497928' :scale_x: NECB_Default :scale_y: NECB_Default :scale_z: NECB_Default :shw_eff: NECB_Default :skylight_cond: NECB_Default :skylight_solar_trans: NECB_Default :srr_set: NECB_Default :template: NECB2017 | 0.000147 | TRUE | 1654.4781 |  | https://s3.console.aws.amazon.com/s3/buckets/834599497928?region=ca-central-1&prefix=sara.gilani/baseline-2021-03-24/6a87033d-ede6-4783-acf8-880bd0e50e61/output/247f6b4e-86f9-4df6-af93-696746a9321e/ | 1.0.002 | 0 | 0 |  | 0 | 0 | tier_1 | 0
484 | 0 |  | NECB_Default | NECB_Default | NECB_Default | NECB_Default | NECB_Default | NECB_Default | NECB_Default | NECB_Default | SmallHotel | NECB2017 | CAN_YT_Whitehorse.Intl.AP.719640_CWEC2016.epw | Electricity | NECB_Default | NECB_Default | NECB_Default | NECB_Default | NECB_Default | NECB_Default | NECB_Default | NECB_Default | NECB_Default | NECB_Default | NECB_Default | NECB_Default | NECB_Default | NECB_Default | NECB_Default | NECB_Default | NECB_Default | NECB_Default | NECB_Default | NECB_Default | NECB_Default | NECB_Default | NECB_Default | NECB_Default | NECB_Default | NECB_Default | NECB_Default | aws_batch | 834599497928 | [5 empty] | baseline-2021-03-24 | 6a87033d-ede6-4783-acf8-880bd0e50e61 | TRUE | TRUE | 47489d87-39a1-4273-9cee-9647027e1c00 |  | 4013.58 | 2697.9741 | 22.8 | SmallHotel |  |  | 2 | SmallHotel | 4 |  | 4 | NECB2017 | 0.23215 | 11621.7287 | 60.0628 | 39.1133 | 59.5635 | 14.7091 | 337.0997 | 163.651 | WHITEHORSE | YUKON | 9.1278 | 0 | 0 | 9.1278 | 20.9039 | 0 | 0 | 20.9039 | 0 | 0.015216 | 0 | 0 | 0.58686 | 0.0676 | 0.021943 | 0.18652 | 0.019673 | 0.077175 | 0 | 0.001764 | 0.58686 | 0.19692 | 76.2745 | 0 | Electricity | 22.8 | 0.757 | [5 empty] | 0.138 | 0.21 | 1.9 | 1.9 | 2 | Whitehorse Intl AP | CAN | 5 | 6491 | 60.709 | -135.069 | 7b | 6580 | YT | CAN_YT_Whitehorse.Intl.AP.719640_CWEC2016.epw | 0 | 2.1624 | 0.013493 | 790.37 | 0 | 160.2628 | 9.2987 | 0.058022 | 3398.69 | 0.1 | 2021-03-24 15:24:41 +0000 | eef80c06 | 0.2.11 | :adv_dx_units: NECB_Default :analysis_id: 6a87033d-ede6-4783-acf8-880bd0e50e61 :analysis_name: baseline-2021-03-24 :boiler_eff: NECB_Default :btap_batch_version: 1.0.002 :building_type: SmallHotel :compute_environment: aws_batch :datapoint_id: 47489d87-39a1-4273-9cee-9647027e1c00 :daylighting_type: NECB_Default :dcv_type: NECB_Default :door_construction_cond: NECB_Default :ecm_system_name: NECB_Default :enable_costing: true :epw_file: CAN_YT_Whitehorse.Intl.AP.719640_CWEC2016.epw :erv_package: NECB_Default :ext_floor_cond: NECB_Default :ext_roof_cond: NECB_Default :ext_wall_cond: NECB_Default :fdwr_set: NECB_Default :fixed_wind_solar_trans: NECB_Default :fixed_window_cond: NECB_Default :furnace_eff: NECB_Default :glass_door_cond: NECB_Default :glass_door_solar_trans: NECB_Default :ground_floor_cond: NECB_Default :ground_roof_cond: NECB_Default :ground_wall_cond: NECB_Default :lights_scale: NECB_Default :lights_type: NECB_Default :overhead_door_cond: NECB_Default :primary_heating_fuel: Electricity :pv_ground_azimuth_angle: NECB_Default :pv_ground_module_description: NECB_Default :pv_ground_tilt_angle: NECB_Default :pv_ground_total_area_pv_panels_m2: NECB_Default :pv_ground_type: NECB_Default :rotation_degrees: NECB_Default :run_annual_simulation: true :s3_bucket: '834599497928' :scale_x: NECB_Default :scale_y: NECB_Default :scale_z: NECB_Default :shw_eff: NECB_Default :skylight_cond: NECB_Default :skylight_solar_trans: NECB_Default :srr_set: NECB_Default :template: NECB2017 | 4.2356e-05 | TRUE | 1654.5316 |  | https://s3.console.aws.amazon.com/s3/buckets/834599497928?region=ca-central-1&prefix=sara.gilani/baseline-2021-03-24/6a87033d-ede6-4783-acf8-880bd0e50e61/output/47489d87-39a1-4273-9cee-9647027e1c00/ | 1.0.002 | 0 | 0 |  | 0 | 0 | tier_1 | 0
485 | 0 |  | NECB_Default | NECB_Default | NECB_Default | NECB_Default | NECB_Default | NECB_Default | NECB_Default | NECB_Default | SmallHotel | NECB2015 | CAN_ON_Toronto.Pearson.Intl.AP.716240_CWEC2016.epw | Electricity | NECB_Default | NECB_Default | NECB_Default | NECB_Default | NECB_Default | NECB_Default | NECB_Default | NECB_Default | NECB_Default | NECB_Default | NECB_Default | NECB_Default | NECB_Default | NECB_Default | NECB_Default | NECB_Default | NECB_Default | NECB_Default | NECB_Default | NECB_Default | NECB_Default | NECB_Default | NECB_Default | NECB_Default | NECB_Default | NECB_Default | NECB_Default | aws_batch | 834599497928 | [5 empty] | baseline-2021-03-24 | 6a87033d-ede6-4783-acf8-880bd0e50e61 | TRUE | TRUE | db576fef-f24c-4d61-ae0c-40a8ddb03fbb |  | 4013.58 | 2697.9741 | 40 | SmallHotel |  |  | 5 | SmallHotel | 4 |  | 4 | NECB2015 | 0.23215 | 11621.7287 | 73.9972 | 50.2045 | 38.0036 | 15.0134 | 340.5916 | 163.3728 | TORONTO | ONTARIO | 3.3264 | 0 | 0 | 3.3264 | 26.651 | 0 | 0 | 26.651 | 0 | 0.048294 | 0 | 0 | 0.5989 | 0.087618 | 0 | 0.20981 | 0.019673 | 0.065495 | 0 | 0.0021303 | 0.5989 | 0.16571 | 78.4026 | 0 | Electricity | 40 | 0.757 | [5 empty] | 0.183 | 0.278 | 2.2 | 2.2 | 5 | Toronto Pearson Intl AP | CAN | 382 | 3615 | 43.677 | -79.631 | 5 | 3890 | ON | CAN_ON_Toronto.Pearson.Intl.AP.716240_CWEC2016.epw | 0 | 1.8197 | 0.011355 | 665.11 | 0 | 160.2628 | 9.2987 | 0.058022 | 3398.69 | 0.1 | 2021-03-24 15:25:06 +0000 | eef80c06 | 0.2.11 | :adv_dx_units: NECB_Default :analysis_id: 6a87033d-ede6-4783-acf8-880bd0e50e61 :analysis_name: baseline-2021-03-24 :boiler_eff: NECB_Default :btap_batch_version: 1.0.002 :building_type: SmallHotel :compute_environment: aws_batch :datapoint_id: db576fef-f24c-4d61-ae0c-40a8ddb03fbb :daylighting_type: NECB_Default :dcv_type: NECB_Default :door_construction_cond: NECB_Default :ecm_system_name: NECB_Default :enable_costing: true :epw_file: CAN_ON_Toronto.Pearson.Intl.AP.716240_CWEC2016.epw :erv_package: NECB_Default :ext_floor_cond: NECB_Default :ext_roof_cond: NECB_Default :ext_wall_cond: NECB_Default :fdwr_set: NECB_Default :fixed_wind_solar_trans: NECB_Default :fixed_window_cond: NECB_Default :furnace_eff: NECB_Default :glass_door_cond: NECB_Default :glass_door_solar_trans: NECB_Default :ground_floor_cond: NECB_Default :ground_roof_cond: NECB_Default :ground_wall_cond: NECB_Default :lights_scale: NECB_Default :lights_type: NECB_Default :overhead_door_cond: NECB_Default :primary_heating_fuel: Electricity :pv_ground_azimuth_angle: NECB_Default :pv_ground_module_description: NECB_Default :pv_ground_tilt_angle: NECB_Default :pv_ground_total_area_pv_panels_m2: NECB_Default :pv_ground_type: NECB_Default :rotation_degrees: NECB_Default :run_annual_simulation: true :s3_bucket: '834599497928' :scale_x: NECB_Default :scale_y: NECB_Default :scale_z: NECB_Default :shw_eff: NECB_Default :skylight_cond: NECB_Default :skylight_solar_trans: NECB_Default :srr_set: NECB_Default :template: NECB2015 | 0.00016195 | TRUE | 1655.7117 |  | https://s3.console.aws.amazon.com/s3/buckets/834599497928?region=ca-central-1&prefix=sara.gilani/baseline-2021-03-24/6a87033d-ede6-4783-acf8-880bd0e50e61/output/db576fef-f24c-4d61-ae0c-40a8ddb03fbb/ | 1.0.002 | 0 | 0 |  | 0 | 0 | tier_1 | 0
486 | 0 |  | NECB_Default | NECB_Default | NECB_Default | NECB_Default | NECB_Default | NECB_Default | NECB_Default | NECB_Default | SmallHotel | NECB2017 | CAN_YT_Whitehorse.Intl.AP.719640_CWEC2016.epw | NaturalGas | NECB_Default | NECB_Default | NECB_Default | NECB_Default | NECB_Default | NECB_Default | NECB_Default | NECB_Default | NECB_Default | NECB_Default | NECB_Default | NECB_Default | NECB_Default | NECB_Default | NECB_Default | NECB_Default | NECB_Default | NECB_Default | NECB_Default | NECB_Default | NECB_Default | NECB_Default | NECB_Default | NECB_Default | NECB_Default | NECB_Default | NECB_Default | aws_batch | 834599497928 | [5 empty] | baseline-2021-03-24 | 6a87033d-ede6-4783-acf8-880bd0e50e61 | TRUE | TRUE | 5eb0db06-effb-437d-926b-acf8224ac291 |  | 4013.58 | 2697.9741 | 22.8 | SmallHotel |  |  | 2 | SmallHotel | 4 |  | 4 | NECB2017 | 0.23215 | 11621.7287 | 60.0628 | 64.2487 | 59.5635 | 6.7902 | 379.7353 | 189.07 | WHITEHORSE | YUKON | 3.301 | 24.0469 | 0 | 27.348 | 7.5598 | 4.3831 | 0 | 11.9429 | 0 | 0.015238 | 0 | 0 | 0.21223 | 0.067625 | 0.021943 | 0.22013 | 0.019673 | 0.077175 | 0.48325 | 0.010537 | 0.69549 | 0.26312 | 15.2502 | 79.5397 | Natural Gas | 22.8 | 0.757 | [5 empty] | 0.138 | 0.21 | 1.9 | 1.9 | 2 | Whitehorse Intl AP | CAN | 5 | 6491 | 60.709 | -135.069 | 7b | 6580 | YT | CAN_YT_Whitehorse.Intl.AP.719640_CWEC2016.epw | 0 | 0 | 0 | 0 | 1056.07 | 160.2628 | 9.2987 | 0.058022 | 3398.69 | 0.1 | 2021-03-24 15:24:32 +0000 | eef80c06 | 0.2.11 | :adv_dx_units: NECB_Default :analysis_id: 6a87033d-ede6-4783-acf8-880bd0e50e61 :analysis_name: baseline-2021-03-24 :boiler_eff: NECB_Default :btap_batch_version: 1.0.002 :building_type: SmallHotel :compute_environment: aws_batch :datapoint_id: 5eb0db06-effb-437d-926b-acf8224ac291 :daylighting_type: NECB_Default :dcv_type: NECB_Default :door_construction_cond: NECB_Default :ecm_system_name: NECB_Default :enable_costing: true :epw_file: CAN_YT_Whitehorse.Intl.AP.719640_CWEC2016.epw :erv_package: NECB_Default :ext_floor_cond: NECB_Default :ext_roof_cond: NECB_Default :ext_wall_cond: NECB_Default :fdwr_set: NECB_Default :fixed_wind_solar_trans: NECB_Default :fixed_window_cond: NECB_Default :furnace_eff: NECB_Default :glass_door_cond: NECB_Default :glass_door_solar_trans: NECB_Default :ground_floor_cond: NECB_Default :ground_roof_cond: NECB_Default :ground_wall_cond: NECB_Default :lights_scale: NECB_Default :lights_type: NECB_Default :overhead_door_cond: NECB_Default :primary_heating_fuel: NaturalGas :pv_ground_azimuth_angle: NECB_Default :pv_ground_module_description: NECB_Default :pv_ground_tilt_angle: NECB_Default :pv_ground_total_area_pv_panels_m2: NECB_Default :pv_ground_type: NECB_Default :rotation_degrees: NECB_Default :run_annual_simulation: true :s3_bucket: '834599497928' :scale_x: NECB_Default :scale_y: NECB_Default :scale_z: NECB_Default :shw_eff: NECB_Default :skylight_cond: NECB_Default :skylight_solar_trans: NECB_Default :srr_set: NECB_Default :template: NECB2017 | 4.2356e-05 | TRUE | 1655.0741 |  | https://s3.console.aws.amazon.com/s3/buckets/834599497928?region=ca-central-1&prefix=sara.gilani/baseline-2021-03-24/6a87033d-ede6-4783-acf8-880bd0e50e61/output/5eb0db06-effb-437d-926b-acf8224ac291/ | 1.0.002 | 0 | 0 |  | 0 | 0 | tier_1 | 0
487 | 0 |  | NECB_Default | NECB_Default | NECB_Default | NECB_Default | NECB_Default | NECB_Default | NECB_Default | NECB_Default | SmallHotel | NECB2017 | CAN_BC_Vancouver.Intl.AP.718920_CWEC2016.epw | NaturalGas | NECB_Default | NECB_Default | NECB_Default | NECB_Default | NECB_Default | NECB_Default | NECB_Default | NECB_Default | NECB_Default | NECB_Default | NECB_Default | NECB_Default | NECB_Default | NECB_Default | NECB_Default | NECB_Default | NECB_Default | NECB_Default | NECB_Default | NECB_Default | NECB_Default | NECB_Default | NECB_Default | NECB_Default | NECB_Default | NECB_Default | NECB_Default | aws_batch | 834599497928 | [5 empty] | baseline-2021-03-24 | 6a87033d-ede6-4783-acf8-880bd0e50e61 | TRUE | TRUE | 6d6992e3-1f95-42ff-9481-431f2c712d6b |  | 4013.58 | 2697.9741 | 40 | SmallHotel |  |  | 2 | SmallHotel | 4 |  | 4 | NECB2017 | 0.23215 | 11621.7287 | 67.0106 | 64.6998 | 60.2681 | 6.9775 | 392.2413 | 193.2854 | VANCOUVER | BRITISH COLUMBIA | 0.65428 | 15.6278 | 0 | 16.2821 | 6.5337 | 3.506 | 0 | 10.0396 | 0 | 0.03107 | 0 | 0 | 0.23087 | 0.07659 | 0.017834 | 0.091539 | 0.019673 | 0.077175 | 0.30999 | 0.0084289 | 0.54086 | 0.21845 | 17.059 | 42.9851 | Natural Gas | 40 | 0.757 | [5 empty] | 0.193 | 0.315 | 2.1 | 2.1 | 2 | Vancouver Intl AP | CAN | 42 | 2797 | 49.195 | -123.184 | 4 | 2800 | BC | CAN_BC_Vancouver.Intl.AP.718920_CWEC2016.epw | 0 | 0 | 0 | 0 | 876.76 | 160.2628 | 9.2987 | 0.058022 | 3398.69 | 0.1 | 2021-03-24 15:25:04 +0000 | eef80c06 | 0.2.11 | :adv_dx_units: NECB_Default :analysis_id: 6a87033d-ede6-4783-acf8-880bd0e50e61 :analysis_name: baseline-2021-03-24 :boiler_eff: NECB_Default :btap_batch_version: 1.0.002 :building_type: SmallHotel :compute_environment: aws_batch :datapoint_id: 6d6992e3-1f95-42ff-9481-431f2c712d6b :daylighting_type: NECB_Default :dcv_type: NECB_Default :door_construction_cond: NECB_Default :ecm_system_name: NECB_Default :enable_costing: true :epw_file: CAN_BC_Vancouver.Intl.AP.718920_CWEC2016.epw :erv_package: NECB_Default :ext_floor_cond: NECB_Default :ext_roof_cond: NECB_Default :ext_wall_cond: NECB_Default :fdwr_set: NECB_Default :fixed_wind_solar_trans: NECB_Default :fixed_window_cond: NECB_Default :furnace_eff: NECB_Default :glass_door_cond: NECB_Default :glass_door_solar_trans: NECB_Default :ground_floor_cond: NECB_Default :ground_roof_cond: NECB_Default :ground_wall_cond: NECB_Default :lights_scale: NECB_Default :lights_type: NECB_Default :overhead_door_cond: NECB_Default :primary_heating_fuel: NaturalGas :pv_ground_azimuth_angle: NECB_Default :pv_ground_module_description: NECB_Default :pv_ground_tilt_angle: NECB_Default :pv_ground_total_area_pv_panels_m2: NECB_Default :pv_ground_type: NECB_Default :rotation_degrees: NECB_Default :run_annual_simulation: true :s3_bucket: '834599497928' :scale_x: NECB_Default :scale_y: NECB_Default :scale_z: NECB_Default :shw_eff: NECB_Default :skylight_cond: NECB_Default :skylight_solar_trans: NECB_Default :srr_set: NECB_Default :template: NECB2017 | 0.00010215 | TRUE | 1655.7646 |  | https://s3.console.aws.amazon.com/s3/buckets/834599497928?region=ca-central-1&prefix=sara.gilani/baseline-2021-03-24/6a87033d-ede6-4783-acf8-880bd0e50e61/output/6d6992e3-1f95-42ff-9481-431f2c712d6b/ | 1.0.002 | 0 | 0 |  | 0 | 0 | tier_1 | 0
488 | 0 |  | NECB_Default | NECB_Default | NECB_Default | NECB_Default | NECB_Default | NECB_Default | NECB_Default | NECB_Default | LargeHotel | NECB2011 | CAN_ON_Toronto.Pearson.Intl.AP.716240_CWEC2016.epw | Electricity | NECB_Default | NECB_Default | NECB_Default | NECB_Default | NECB_Default | NECB_Default | NECB_Default | NECB_Default | NECB_Default | NECB_Default | NECB_Default | NECB_Default | NECB_Default | NECB_Default | NECB_Default | NECB_Default | NECB_Default | NECB_Default | NECB_Default | NECB_Default | NECB_Default | NECB_Default | NECB_Default | NECB_Default | NECB_Default | NECB_Default | NECB_Default | aws_batch | 834599497928 | [5 empty] | baseline-2021-03-24 | 6a87033d-ede6-4783-acf8-880bd0e50e61 | TRUE | TRUE | 905a30a9-5121-446a-9b4c-407008386bb8 |  | 11345.38 | 6004.6889 | 40 | LargeHotel |  |  | 5 | LargeHotel | 6 |  | 7 | NECB2011 | 0.17066 | 35185.0517 | 59.3151 | 50.6424 | 66.654 | 14.5805 | 296.0946 | 104.9026 | TORONTO | ONTARIO | 4.0302 | 0 | 0 | 4.0302 | 32.2901 | 0 | 0 | 32.2901 | 0 | 0.060992 | 0 | 0 | 0.72562 | 0.090259 | 0 | 0.23444 | 0.026731 | 0.1363 | 0 | 0.0069165 | 0.72562 | 0.16902 | 74.7455 | 0 | Electricity | 40 | 0.757 |  | 0.379 |  |  |  | 0.183 | 0.278 | 2.2 | 2.2 | 5 | Toronto Pearson Intl AP | CAN | 382 | 3615 | 43.677 | -79.631 | 5 | 3890 | ON | CAN_ON_Toronto.Pearson.Intl.AP.716240_CWEC2016.epw | 0 | 5.2464 | 0.010199 | 1917.56 | 0 | 514.3909 | 27.1084 | 0.0527 | 9908.12 | 0.1 | 2021-03-24 15:24:41 +0000 | eef80c06 | 0.2.11 | :adv_dx_units: NECB_Default :analysis_id: 6a87033d-ede6-4783-acf8-880bd0e50e61 :analysis_name: baseline-2021-03-24 :boiler_eff: NECB_Default :btap_batch_version: 1.0.002 :building_type: LargeHotel :compute_environment: aws_batch :datapoint_id: 905a30a9-5121-446a-9b4c-407008386bb8 :daylighting_type: NECB_Default :dcv_type: NECB_Default :door_construction_cond: NECB_Default :ecm_system_name: NECB_Default :enable_costing: true :epw_file: CAN_ON_Toronto.Pearson.Intl.AP.716240_CWEC2016.epw :erv_package: NECB_Default :ext_floor_cond: NECB_Default :ext_roof_cond: NECB_Default :ext_wall_cond: NECB_Default :fdwr_set: NECB_Default :fixed_wind_solar_trans: NECB_Default :fixed_window_cond: NECB_Default :furnace_eff: NECB_Default :glass_door_cond: NECB_Default :glass_door_solar_trans: NECB_Default :ground_floor_cond: NECB_Default :ground_roof_cond: NECB_Default :ground_wall_cond: NECB_Default :lights_scale: NECB_Default :lights_type: NECB_Default :overhead_door_cond: NECB_Default :primary_heating_fuel: Electricity :pv_ground_azimuth_angle: NECB_Default :pv_ground_module_description: NECB_Default :pv_ground_tilt_angle: NECB_Default :pv_ground_total_area_pv_panels_m2: NECB_Default :pv_ground_type: NECB_Default :rotation_degrees: NECB_Default :run_annual_simulation: true :s3_bucket: '834599497928' :scale_x: NECB_Default :scale_y: NECB_Default :scale_z: NECB_Default :shw_eff: NECB_Default :skylight_cond: NECB_Default :skylight_solar_trans: NECB_Default :srr_set: NECB_Default :template: NECB2011 | 0.00096779 | TRUE | 1656.551 |  | https://s3.console.aws.amazon.com/s3/buckets/834599497928?region=ca-central-1&prefix=sara.gilani/baseline-2021-03-24/6a87033d-ede6-4783-acf8-880bd0e50e61/output/905a30a9-5121-446a-9b4c-407008386bb8/ | 1.0.002 | 0 | 0 |  | 0 | 0 | tier_1 | 0
489 | 0 |  | NECB_Default | NECB_Default | NECB_Default | NECB_Default | NECB_Default | NECB_Default | NECB_Default | NECB_Default | SmallHotel | NECB2017 | CAN_AB_Calgary.Intl.AP.718770_CWEC2016.epw | NaturalGas | NECB_Default | NECB_Default | NECB_Default | NECB_Default | NECB_Default | NECB_Default | NECB_Default | NECB_Default | NECB_Default | NECB_Default | NECB_Default | NECB_Default | NECB_Default | NECB_Default | NECB_Default | NECB_Default | NECB_Default | NECB_Default | NECB_Default | NECB_Default | NECB_Default | NECB_Default | NECB_Default | NECB_Default | NECB_Default | NECB_Default | NECB_Default | aws_batch | 834599497928 | [5 empty] | baseline-2021-03-24 | 6a87033d-ede6-4783-acf8-880bd0e50e61 | TRUE | TRUE | 4f9877e1-3194-467d-b58f-9644ea9bfd11 |  | 4013.58 | 2697.9741 | 33.3 | SmallHotel |  |  | 2 | SmallHotel | 4 |  | 4 | NECB2017 | 0.23215 | 11621.7287 | 71.5955 | 71.3215 | 66.3667 | 7.1074 | 428.2053 | 211.8142 | CALGARY | ALBERTA | 52.6803 | 18.3427 | 0 | 71.0229 | 4.993 | 1.3086 | 0 | 6.3016 | 0 | 0.029829 | 0 | 0 | 0.24005 | 0.081379 | 0.021584 | 0.1215 | 0.019673 | 0.077175 | 0.3635 | 0.010325 | 0.60354 | 0.242 | 19.2479 | 61.8074 | Natural Gas | 33.3 | 0.757 | [5 empty] | 0.138 | 0.21 | 1.9 | 1.9 | 2 | Calgary Intl AP | CAN | 64 | 4781 | 51.114 | -114.02 | 7a | 5000 | AB | CAN_AB_Calgary.Intl.AP.718770_CWEC2016.epw | 0 | 0 | 0 | 0 | 971.28 | 160.2628 | 9.2987 | 0.058022 | 3398.69 | 0.1 | 2021-03-24 15:25:01 +0000 | eef80c06 | 0.2.11 | :adv_dx_units: NECB_Default :analysis_id: 6a87033d-ede6-4783-acf8-880bd0e50e61 :analysis_name: baseline-2021-03-24 :boiler_eff: NECB_Default :btap_batch_version: 1.0.002 :building_type: SmallHotel :compute_environment: aws_batch :datapoint_id: 4f9877e1-3194-467d-b58f-9644ea9bfd11 :daylighting_type: NECB_Default :dcv_type: NECB_Default :door_construction_cond: NECB_Default :ecm_system_name: NECB_Default :enable_costing: true :epw_file: CAN_AB_Calgary.Intl.AP.718770_CWEC2016.epw :erv_package: NECB_Default :ext_floor_cond: NECB_Default :ext_roof_cond: NECB_Default :ext_wall_cond: NECB_Default :fdwr_set: NECB_Default :fixed_wind_solar_trans: NECB_Default :fixed_window_cond: NECB_Default :furnace_eff: NECB_Default :glass_door_cond: NECB_Default :glass_door_solar_trans: NECB_Default :ground_floor_cond: NECB_Default :ground_roof_cond: NECB_Default :ground_wall_cond: NECB_Default :lights_scale: NECB_Default :lights_type: NECB_Default :overhead_door_cond: NECB_Default :primary_heating_fuel: NaturalGas :pv_ground_azimuth_angle: NECB_Default :pv_ground_module_description: NECB_Default :pv_ground_tilt_angle: NECB_Default :pv_ground_total_area_pv_panels_m2: NECB_Default :pv_ground_type: NECB_Default :rotation_degrees: NECB_Default :run_annual_simulation: true :s3_bucket: '834599497928' :scale_x: NECB_Default :scale_y: NECB_Default :scale_z: NECB_Default :shw_eff: NECB_Default :skylight_cond: NECB_Default :skylight_solar_trans: NECB_Default :srr_set: NECB_Default :template: NECB2017 | 7.9729e-05 | TRUE | 1657.4009 |  | https://s3.console.aws.amazon.com/s3/buckets/834599497928?region=ca-central-1&prefix=sara.gilani/baseline-2021-03-24/6a87033d-ede6-4783-acf8-880bd0e50e61/output/4f9877e1-3194-467d-b58f-9644ea9bfd11/ | 1.0.002 | 0 | 0 |  | 0 | 0 | tier_1 | 0
490 | 0 |  | NECB_Default | NECB_Default | NECB_Default | NECB_Default | NECB_Default | NECB_Default | NECB_Default | NECB_Default | LargeHotel | NECB2011 | CAN_BC_Vancouver.Intl.AP.718920_CWEC2016.epw | NaturalGas | NECB_Default | NECB_Default | NECB_Default | NECB_Default | NECB_Default | NECB_Default | NECB_Default | NECB_Default | NECB_Default | NECB_Default | NECB_Default | NECB_Default | NECB_Default | NECB_Default | NECB_Default | NECB_Default | NECB_Default | NECB_Default | NECB_Default | NECB_Default | NECB_Default | NECB_Default | NECB_Default | NECB_Default | NECB_Default | NECB_Default | NECB_Default | aws_batch | 834599497928 | [5 empty] | baseline-2021-03-24 | 6a87033d-ede6-4783-acf8-880bd0e50e61 | TRUE | TRUE | d7a795d3-9779-46d9-8bb5-f39a25906d24 |  | 11345.38 | 6004.6889 | 40 | LargeHotel |  |  | 5 | LargeHotel | 6 |  | 7 | NECB2011 | 0.17066 | 35185.0517 | 54.9661 | 66.0637 | 60.2224 | 3.7879 | 275.6129 | 90.5726 | VANCOUVER | BRITISH COLUMBIA | 0.83564 | 23.1214 | 0 | 23.9571 | 8.3447 | 5.1871 | 0 | 13.5318 | 0 | 0.03914 | 0 | 0 | 0.29487 | 0.086272 | 0 | 0.2471 | 0.026731 | 0.1363 | 0.45863 | 0.0060315 | 0.75349 | 0.21152 | 21.1073 | 47.0108 | Natural Gas | 40 | 0.757 |  | 0.568 |  |  |  | 0.227 | 0.315 | 2.4 | 2.4 | 5 | Vancouver Intl AP | CAN | 42 | 2797 | 49.195 | -123.184 | 4 | 2800 | BC | CAN_BC_Vancouver.Intl.AP.718920_CWEC2016.epw | 0 | 0 | 0 | 0 | 2399.83 | 514.3909 | 27.1084 | 0.0527 | 9908.12 | 0.1 | 2021-03-24 15:25:25 +0000 | eef80c06 | 0.2.11 | :adv_dx_units: NECB_Default :analysis_id: 6a87033d-ede6-4783-acf8-880bd0e50e61 :analysis_name: baseline-2021-03-24 :boiler_eff: NECB_Default :btap_batch_version: 1.0.002 :building_type: LargeHotel :compute_environment: aws_batch :datapoint_id: d7a795d3-9779-46d9-8bb5-f39a25906d24 :daylighting_type: NECB_Default :dcv_type: NECB_Default :door_construction_cond: NECB_Default :ecm_system_name: NECB_Default :enable_costing: true :epw_file: CAN_BC_Vancouver.Intl.AP.718920_CWEC2016.epw :erv_package: NECB_Default :ext_floor_cond: NECB_Default :ext_roof_cond: NECB_Default :ext_wall_cond: NECB_Default :fdwr_set: NECB_Default :fixed_wind_solar_trans: NECB_Default :fixed_window_cond: NECB_Default :furnace_eff: NECB_Default :glass_door_cond: NECB_Default :glass_door_solar_trans: NECB_Default :ground_floor_cond: NECB_Default :ground_roof_cond: NECB_Default :ground_wall_cond: NECB_Default :lights_scale: NECB_Default :lights_type: NECB_Default :overhead_door_cond: NECB_Default :primary_heating_fuel: NaturalGas :pv_ground_azimuth_angle: NECB_Default :pv_ground_module_description: NECB_Default :pv_ground_tilt_angle: NECB_Default :pv_ground_total_area_pv_panels_m2: NECB_Default :pv_ground_type: NECB_Default :rotation_degrees: NECB_Default :run_annual_simulation: true :s3_bucket: '834599497928' :scale_x: NECB_Default :scale_y: NECB_Default :scale_z: NECB_Default :shw_eff: NECB_Default :skylight_cond: NECB_Default :skylight_solar_trans: NECB_Default :srr_set: NECB_Default :template: NECB2011 | 0.0003984 | TRUE | 1657.5967 |  | https://s3.console.aws.amazon.com/s3/buckets/834599497928?region=ca-central-1&prefix=sara.gilani/baseline-2021-03-24/6a87033d-ede6-4783-acf8-880bd0e50e61/output/d7a795d3-9779-46d9-8bb5-f39a25906d24/ | 1.0.002 | 0 | 0 |  | 0 | 0 | tier_1 | 0
491 | 0 |  | NECB_Default | NECB_Default | NECB_Default | NECB_Default | NECB_Default | NECB_Default | NECB_Default | NECB_Default | LargeHotel | NECB2011 | CAN_BC_Vancouver.Intl.AP.718920_CWEC2016.epw | Electricity | NECB_Default | NECB_Default | NECB_Default | NECB_Default | NECB_Default | NECB_Default | NECB_Default | NECB_Default | NECB_Default | NECB_Default | NECB_Default | NECB_Default | NECB_Default | NECB_Default | NECB_Default | NECB_Default | NECB_Default | NECB_Default | NECB_Default | NECB_Default | NECB_Default | NECB_Default | NECB_Default | NECB_Default | NECB_Default | NECB_Default | NECB_Default | aws_batch | 834599497928 | [5 empty] | baseline-2021-03-24 | 6a87033d-ede6-4783-acf8-880bd0e50e61 | TRUE | TRUE | feb64dde-3cbd-472d-9952-531019fad04e |  | 11345.38 | 6004.6889 | 40 | LargeHotel |  |  | 5 | LargeHotel | 6 |  | 7 | NECB2011 | 0.17066 | 35185.0517 | 54.9661 | 44.1381 | 60.2224 | 14.5395 | 265.7162 | 91.85 | VANCOUVER | BRITISH COLUMBIA | 1.7912 | 0 | 0 | 1.7912 | 17.8869 | 0 | 0 | 17.8869 | 0 | 0.039134 | 0 | 0 | 0.63205 | 0.086176 | 0 | 0.1735 | 0.026731 | 0.1363 | 0 | 0.0057283 | 0.63205 | 0.16408 | 51.3174 | 0 | Electricity | 40 | 0.757 |  | 0.568 |  |  |  | 0.227 | 0.315 | 2.4 | 2.4 | 5 | Vancouver Intl AP | CAN | 42 | 2797 | 49.195 | -123.184 | 4 | 2800 | BC | CAN_BC_Vancouver.Intl.AP.718920_CWEC2016.epw | 0 | 5.0931 | 0.0099013 | 1861.54 | 0 | 514.3909 | 27.1084 | 0.0527 | 9908.12 | 0.1 | 2021-03-24 15:25:21 +0000 | eef80c06 | 0.2.11 | :adv_dx_units: NECB_Default :analysis_id: 6a87033d-ede6-4783-acf8-880bd0e50e61 :analysis_name: baseline-2021-03-24 :boiler_eff: NECB_Default :btap_batch_version: 1.0.002 :building_type: LargeHotel :compute_environment: aws_batch :datapoint_id: feb64dde-3cbd-472d-9952-531019fad04e :daylighting_type: NECB_Default :dcv_type: NECB_Default :door_construction_cond: NECB_Default :ecm_system_name: NECB_Default :enable_costing: true :epw_file: CAN_BC_Vancouver.Intl.AP.718920_CWEC2016.epw :erv_package: NECB_Default :ext_floor_cond: NECB_Default :ext_roof_cond: NECB_Default :ext_wall_cond: NECB_Default :fdwr_set: NECB_Default :fixed_wind_solar_trans: NECB_Default :fixed_window_cond: NECB_Default :furnace_eff: NECB_Default :glass_door_cond: NECB_Default :glass_door_solar_trans: NECB_Default :ground_floor_cond: NECB_Default :ground_roof_cond: NECB_Default :ground_wall_cond: NECB_Default :lights_scale: NECB_Default :lights_type: NECB_Default :overhead_door_cond: NECB_Default :primary_heating_fuel: Electricity :pv_ground_azimuth_angle: NECB_Default :pv_ground_module_description: NECB_Default :pv_ground_tilt_angle: NECB_Default :pv_ground_total_area_pv_panels_m2: NECB_Default :pv_ground_type: NECB_Default :rotation_degrees: NECB_Default :run_annual_simulation: true :s3_bucket: '834599497928' :scale_x: NECB_Default :scale_y: NECB_Default :scale_z: NECB_Default :shw_eff: NECB_Default :skylight_cond: NECB_Default :skylight_solar_trans: NECB_Default :srr_set: NECB_Default :template: NECB2011 | 0.0003984 | TRUE | 1658.2338 |  | https://s3.console.aws.amazon.com/s3/buckets/834599497928?region=ca-central-1&prefix=sara.gilani/baseline-2021-03-24/6a87033d-ede6-4783-acf8-880bd0e50e61/output/feb64dde-3cbd-472d-9952-531019fad04e/ | 1.0.002 | 0 | 0 |  | 0 | 0 | tier_1 | 0
492 | 0 |  | NECB_Default | NECB_Default | NECB_Default | NECB_Default | NECB_Default | NECB_Default | NECB_Default | NECB_Default | LargeHotel | NECB2015 | CAN_YT_Whitehorse.Intl.AP.719640_CWEC2016.epw | Electricity | NECB_Default | NECB_Default | NECB_Default | NECB_Default | NECB_Default | NECB_Default | NECB_Default | NECB_Default | NECB_Default | NECB_Default | NECB_Default | NECB_Default | NECB_Default | NECB_Default | NECB_Default | NECB_Default | NECB_Default | NECB_Default | NECB_Default | NECB_Default | NECB_Default | NECB_Default | NECB_Default | NECB_Default | NECB_Default | NECB_Default | NECB_Default | aws_batch | 834599497928 | [5 empty] | baseline-2021-03-24 | 6a87033d-ede6-4783-acf8-880bd0e50e61 | TRUE | TRUE | 5ed8dd02-2c74-4269-8ba1-226352339722 |  | 11345.38 | 6004.6889 | 22.8 | LargeHotel |  |  | 5 | LargeHotel | 6 |  | 7 | NECB2015 | 0.17066 | 35185.0517 | 52.7277 | 40.2764 | 43.2611 | 7.8225 | 229.6484 | 85.5607 | WHITEHORSE | YUKON | 11.4917 | 0 | 0 | 11.4917 | 26.3176 | 0 | 0 | 26.3176 | 0 | 0.01441 | 0 | 0 | 0.73884 | 0.083615 | 0 | 0.36679 | 0.02416 | 0.10196 | 0 | 0.0036958 | 0.73884 | 0.14413 | 74.4414 | 0 | Electricity | 22.8 | 0.757 |  | 0.284 |  |  |  | 0.162 | 0.21 | 2.2 | 2.2 | 5 | Whitehorse Intl AP | CAN | 5 | 6491 | 60.709 | -135.069 | 7b | 6580 | YT | CAN_YT_Whitehorse.Intl.AP.719640_CWEC2016.epw | 0 | 4.474 | 0.0087006 | 1635.24 | 0 | 514.2133 | 19.4879 | 0.037899 | 7122.84 | 0.1 | 2021-03-24 15:25:43 +0000 | eef80c06 | 0.2.11 | :adv_dx_units: NECB_Default :analysis_id: 6a87033d-ede6-4783-acf8-880bd0e50e61 :analysis_name: baseline-2021-03-24 :boiler_eff: NECB_Default :btap_batch_version: 1.0.002 :building_type: LargeHotel :compute_environment: aws_batch :datapoint_id: 5ed8dd02-2c74-4269-8ba1-226352339722 :daylighting_type: NECB_Default :dcv_type: NECB_Default :door_construction_cond: NECB_Default :ecm_system_name: NECB_Default :enable_costing: true :epw_file: CAN_YT_Whitehorse.Intl.AP.719640_CWEC2016.epw :erv_package: NECB_Default :ext_floor_cond: NECB_Default :ext_roof_cond: NECB_Default :ext_wall_cond: NECB_Default :fdwr_set: NECB_Default :fixed_wind_solar_trans: NECB_Default :fixed_window_cond: NECB_Default :furnace_eff: NECB_Default :glass_door_cond: NECB_Default :glass_door_solar_trans: NECB_Default :ground_floor_cond: NECB_Default :ground_roof_cond: NECB_Default :ground_wall_cond: NECB_Default :lights_scale: NECB_Default :lights_type: NECB_Default :overhead_door_cond: NECB_Default :primary_heating_fuel: Electricity :pv_ground_azimuth_angle: NECB_Default :pv_ground_module_description: NECB_Default :pv_ground_tilt_angle: NECB_Default :pv_ground_total_area_pv_panels_m2: NECB_Default :pv_ground_type: NECB_Default :rotation_degrees: NECB_Default :run_annual_simulation: true :s3_bucket: '834599497928' :scale_x: NECB_Default :scale_y: NECB_Default :scale_z: NECB_Default :shw_eff: NECB_Default :skylight_cond: NECB_Default :skylight_solar_trans: NECB_Default :srr_set: NECB_Default :template: NECB2015 | 8.3735e-05 | TRUE | 1658.2479 |  | https://s3.console.aws.amazon.com/s3/buckets/834599497928?region=ca-central-1&prefix=sara.gilani/baseline-2021-03-24/6a87033d-ede6-4783-acf8-880bd0e50e61/output/5ed8dd02-2c74-4269-8ba1-226352339722/ | 1.0.002 | 0 | 0 |  | 0 | 0 | tier_1 | 0
493 | 0 |  | NECB_Default | NECB_Default | NECB_Default | NECB_Default | NECB_Default | NECB_Default | NECB_Default | NECB_Default | LargeHotel | NECB2017 | CAN_BC_Vancouver.Intl.AP.718920_CWEC2016.epw | Electricity | NECB_Default | NECB_Default | NECB_Default | NECB_Default | NECB_Default | NECB_Default | NECB_Default | NECB_Default | NECB_Default | NECB_Default | NECB_Default | NECB_Default | NECB_Default | NECB_Default | NECB_Default | NECB_Default | NECB_Default | NECB_Default | NECB_Default | NECB_Default | NECB_Default | NECB_Default | NECB_Default | NECB_Default | NECB_Default | NECB_Default | NECB_Default | aws_batch | 834599497928 | [5 empty] | baseline-2021-03-24 | 6a87033d-ede6-4783-acf8-880bd0e50e61 | TRUE | TRUE | 33eadf1d-33ff-4cf6-80b2-0e2c8e3d6716 |  | 11345.38 | 6004.6889 | 40 | LargeHotel |  |  | 2 | LargeHotel | 6 |  | 7 | NECB2017 | 0.17066 | 35185.0517 | 55.4684 | 44.075 | 60.2681 | 7.9489 | 260.7277 | 92.9673 | VANCOUVER | BRITISH COLUMBIA | 1.4438 | 0 | 0 | 1.4438 | 14.418 | 0 | 0 | 14.418 | 0 | 0.03322 | 0 | 0 | 0.50947 | 0.079164 | 0.0032921 | 0.14044 | 0.02416 | 0.10518 | 0 | 0.0062008 | 0.50947 | 0.11745 | 50.3886 | 0 | Electricity | 40 | 0.757 |  | 0.568 |  |  |  | 0.193 | 0.315 | 2.1 | 2.1 | 2 | Vancouver Intl AP | CAN | 42 | 2797 | 49.195 | -123.184 | 4 | 2800 | BC | CAN_BC_Vancouver.Intl.AP.718920_CWEC2016.epw | 0 | 3.6456 | 0.0070897 | 1332.48 | 0 | 514.2133 | 19.4879 | 0.037899 | 7122.84 | 0.1 | 2021-03-24 15:25:26 +0000 | eef80c06 | 0.2.11 | :adv_dx_units: NECB_Default :analysis_id: 6a87033d-ede6-4783-acf8-880bd0e50e61 :analysis_name: baseline-2021-03-24 :boiler_eff: NECB_Default :btap_batch_version: 1.0.002 :building_type: LargeHotel :compute_environment: aws_batch :datapoint_id: 33eadf1d-33ff-4cf6-80b2-0e2c8e3d6716 :daylighting_type: NECB_Default :dcv_type: NECB_Default :door_construction_cond: NECB_Default :ecm_system_name: NECB_Default :enable_costing: true :epw_file: CAN_BC_Vancouver.Intl.AP.718920_CWEC2016.epw :erv_package: NECB_Default :ext_floor_cond: NECB_Default :ext_roof_cond: NECB_Default :ext_wall_cond: NECB_Default :fdwr_set: NECB_Default :fixed_wind_solar_trans: NECB_Default :fixed_window_cond: NECB_Default :furnace_eff: NECB_Default :glass_door_cond: NECB_Default :glass_door_solar_trans: NECB_Default :ground_floor_cond: NECB_Default :ground_roof_cond: NECB_Default :ground_wall_cond: NECB_Default :lights_scale: NECB_Default :lights_type: NECB_Default :overhead_door_cond: NECB_Default :primary_heating_fuel: Electricity :pv_ground_azimuth_angle: NECB_Default :pv_ground_module_description: NECB_Default :pv_ground_tilt_angle: NECB_Default :pv_ground_total_area_pv_panels_m2: NECB_Default :pv_ground_type: NECB_Default :rotation_degrees: NECB_Default :run_annual_simulation: true :s3_bucket: '834599497928' :scale_x: NECB_Default :scale_y: NECB_Default :scale_z: NECB_Default :shw_eff: NECB_Default :skylight_cond: NECB_Default :skylight_solar_trans: NECB_Default :srr_set: NECB_Default :template: NECB2017 | 0.00036755 | TRUE | 1659.5168 |  | https://s3.console.aws.amazon.com/s3/buckets/834599497928?region=ca-central-1&prefix=sara.gilani/baseline-2021-03-24/6a87033d-ede6-4783-acf8-880bd0e50e61/output/33eadf1d-33ff-4cf6-80b2-0e2c8e3d6716/ | 1.0.002 | 0 | 0 |  | 0 | 0 | tier_1 | 0
494 | 0 |  | NECB_Default | NECB_Default | NECB_Default | NECB_Default | NECB_Default | NECB_Default | NECB_Default | NECB_Default | HighriseApartment | NECB2017 | CAN_AB_Edmonton.Intl.AP.711230_CWEC2016.epw | NaturalGas | NECB_Default | NECB_Default | NECB_Default | NECB_Default | NECB_Default | NECB_Default | NECB_Default | NECB_Default | NECB_Default | NECB_Default | NECB_Default | NECB_Default | NECB_Default | NECB_Default | NECB_Default | NECB_Default | NECB_Default | NECB_Default | NECB_Default | NECB_Default | NECB_Default | NECB_Default | NECB_Default | NECB_Default | NECB_Default | NECB_Default | NECB_Default | aws_batch | 834599497928 | [5 empty] | baseline-2021-03-24 | 6a87033d-ede6-4783-acf8-880bd0e50e61 | TRUE | TRUE | 7d0a33a9-4f5e-426a-9ddf-d86d3fc73749 |  | 7836.48 | 4638.6699 | 32.5 | HighriseApartment |  |  | 2 | HighriseApartment | 10 |  | 10 | NECB2017 | 0.19422 | 23884.0213 | 56.4926 | 71.9544 | 26.4522 | 4.7091 | 208.4749 | 48.8665 | EDMONTON | ALBERTA | 45.7198 | 29.2384 | 0 | 74.9582 | 4.3333 | 2.0859 | 0 | 6.4192 | 0 | 0.043067 | 0 | 0 | 0.20833 | 0.058165 | 0.00058317 | 0.31925 | 0.063105 | 0.039049 | 0.57942 | 0.004331 | 0.78775 | 0.26016 | 21.3993 | 64.7581 | Natural Gas | 32.5 | 0.757 | [5 empty] | 0.138 | 0.21 | 1.9 | 1.9 | 2 | Edmonton Intl AP | CAN | 23 | 5588 | 53.31 | -113.579 | 7a | 5120 | AB | CAN_AB_Edmonton.Intl.AP.711230_CWEC2016.epw | 0 | 0 | 0 | 0 | 2038.76 | 291.1654 | 19.7024 | 0.067667 | 7201.21 | 0.1 | 2021-03-24 15:25:10 +0000 | eef80c06 | 0.2.11 | :adv_dx_units: NECB_Default :analysis_id: 6a87033d-ede6-4783-acf8-880bd0e50e61 :analysis_name: baseline-2021-03-24 :boiler_eff: NECB_Default :btap_batch_version: 1.0.002 :building_type: HighriseApartment :compute_environment: aws_batch :datapoint_id: 7d0a33a9-4f5e-426a-9ddf-d86d3fc73749 :daylighting_type: NECB_Default :dcv_type: NECB_Default :door_construction_cond: NECB_Default :ecm_system_name: NECB_Default :enable_costing: true :epw_file: CAN_AB_Edmonton.Intl.AP.711230_CWEC2016.epw :erv_package: NECB_Default :ext_floor_cond: NECB_Default :ext_roof_cond: NECB_Default :ext_wall_cond: NECB_Default :fdwr_set: NECB_Default :fixed_wind_solar_trans: NECB_Default :fixed_window_cond: NECB_Default :furnace_eff: NECB_Default :glass_door_cond: NECB_Default :glass_door_solar_trans: NECB_Default :ground_floor_cond: NECB_Default :ground_roof_cond: NECB_Default :ground_wall_cond: NECB_Default :lights_scale: NECB_Default :lights_type: NECB_Default :overhead_door_cond: NECB_Default :primary_heating_fuel: NaturalGas :pv_ground_azimuth_angle: NECB_Default :pv_ground_module_description: NECB_Default :pv_ground_tilt_angle: NECB_Default :pv_ground_total_area_pv_panels_m2: NECB_Default :pv_ground_type: NECB_Default :rotation_degrees: NECB_Default :run_annual_simulation: true :s3_bucket: '834599497928' :scale_x: NECB_Default :scale_y: NECB_Default :scale_z: NECB_Default :shw_eff: NECB_Default :skylight_cond: NECB_Default :skylight_solar_trans: NECB_Default :srr_set: NECB_Default :template: NECB2017 | 2.935e-05 | TRUE | 1092.2086 |  | https://s3.console.aws.amazon.com/s3/buckets/834599497928?region=ca-central-1&prefix=sara.gilani/baseline-2021-03-24/6a87033d-ede6-4783-acf8-880bd0e50e61/output/7d0a33a9-4f5e-426a-9ddf-d86d3fc73749/ | 1.0.002 | 0 | 0 |  | 0 | 0 | tier_1 | 0
495 | 0 |  | NECB_Default | NECB_Default | NECB_Default | NECB_Default | NECB_Default | NECB_Default | NECB_Default | NECB_Default | HighriseApartment | NECB2017 | CAN_ON_Toronto.Pearson.Intl.AP.716240_CWEC2016.epw | NaturalGas | NECB_Default | NECB_Default | NECB_Default | NECB_Default | NECB_Default | NECB_Default | NECB_Default | NECB_Default | NECB_Default | NECB_Default | NECB_Default | NECB_Default | NECB_Default | NECB_Default | NECB_Default | NECB_Default | NECB_Default | NECB_Default | NECB_Default | NECB_Default | NECB_Default | NECB_Default | NECB_Default | NECB_Default | NECB_Default | NECB_Default | NECB_Default | aws_batch | 834599497928 | [5 empty] | baseline-2021-03-24 | 6a87033d-ede6-4783-acf8-880bd0e50e61 | TRUE | TRUE | eba58844-3856-4164-83b9-9a5a7a5923ce |  | 7836.48 | 4638.6699 | 40 | HighriseApartment |  |  | 2 | HighriseApartment | 10 |  | 10 | NECB2017 | 0.19422 | 23884.0213 | 53.8768 | 75.4546 | 26.258 | 4.7494 | 210.6406 | 50.3018 | TORONTO | ONTARIO | 1.2908 | 22.629 | 0 | 23.9198 | 10.3418 | 3.9929 | 0 | 14.3346 | 0 | 0.065864 | 0 | 0 | 0.2324 | 0.058594 | 0.0015479 | 0.22771 | 0.063105 | 0.039049 | 0.4579 | 0.004197 | 0.6903 | 0.23019 | 24.8568 | 65.7754 | Natural Gas | 40 | 0.757 | [5 empty] | 0.156 | 0.278 | 1.9 | 1.9 | 2 | Toronto Pearson Intl AP | CAN | 382 | 3615 | 43.677 | -79.631 | 5 | 3890 | ON | CAN_ON_Toronto.Pearson.Intl.AP.716240_CWEC2016.epw | 0 | 0 | 0 | 0 | 1803.9 | 291.1654 | 19.7024 | 0.067667 | 7201.21 | 0.1 | 2021-03-24 15:25:11 +0000 | eef80c06 | 0.2.11 | :adv_dx_units: NECB_Default :analysis_id: 6a87033d-ede6-4783-acf8-880bd0e50e61 :analysis_name: baseline-2021-03-24 :boiler_eff: NECB_Default :btap_batch_version: 1.0.002 :building_type: HighriseApartment :compute_environment: aws_batch :datapoint_id: eba58844-3856-4164-83b9-9a5a7a5923ce :daylighting_type: NECB_Default :dcv_type: NECB_Default :door_construction_cond: NECB_Default :ecm_system_name: NECB_Default :enable_costing: true :epw_file: CAN_ON_Toronto.Pearson.Intl.AP.716240_CWEC2016.epw :erv_package: NECB_Default :ext_floor_cond: NECB_Default :ext_roof_cond: NECB_Default :ext_wall_cond: NECB_Default :fdwr_set: NECB_Default :fixed_wind_solar_trans: NECB_Default :fixed_window_cond: NECB_Default :furnace_eff: NECB_Default :glass_door_cond: NECB_Default :glass_door_solar_trans: NECB_Default :ground_floor_cond: NECB_Default :ground_roof_cond: NECB_Default :ground_wall_cond: NECB_Default :lights_scale: NECB_Default :lights_type: NECB_Default :overhead_door_cond: NECB_Default :primary_heating_fuel: NaturalGas :pv_ground_azimuth_angle: NECB_Default :pv_ground_module_description: NECB_Default :pv_ground_tilt_angle: NECB_Default :pv_ground_total_area_pv_panels_m2: NECB_Default :pv_ground_type: NECB_Default :rotation_degrees: NECB_Default :run_annual_simulation: true :s3_bucket: '834599497928' :scale_x: NECB_Default :scale_y: NECB_Default :scale_z: NECB_Default :shw_eff: NECB_Default :skylight_cond: NECB_Default :skylight_solar_trans: NECB_Default :srr_set: NECB_Default :template: NECB2017 | 4.3387e-05 | TRUE | 1090.9598 |  | https://s3.console.aws.amazon.com/s3/buckets/834599497928?region=ca-central-1&prefix=sara.gilani/baseline-2021-03-24/6a87033d-ede6-4783-acf8-880bd0e50e61/output/eba58844-3856-4164-83b9-9a5a7a5923ce/ | 1.0.002 | 0 | 0 |  | 0 | 0 | tier_1 | 0
496 | 0 |  | NECB_Default | NECB_Default | NECB_Default | NECB_Default | NECB_Default | NECB_Default | NECB_Default | NECB_Default | HighriseApartment | NECB2017 | CAN_YT_Whitehorse.Intl.AP.719640_CWEC2016.epw | NaturalGas | NECB_Default | NECB_Default | NECB_Default | NECB_Default | NECB_Default | NECB_Default | NECB_Default | NECB_Default | NECB_Default | NECB_Default | NECB_Default | NECB_Default | NECB_Default | NECB_Default | NECB_Default | NECB_Default | NECB_Default | NECB_Default | NECB_Default | NECB_Default | NECB_Default | NECB_Default | NECB_Default | NECB_Default | NECB_Default | NECB_Default | NECB_Default | aws_batch | 834599497928 | [5 empty] | baseline-2021-03-24 | 6a87033d-ede6-4783-acf8-880bd0e50e61 | TRUE | TRUE | 02e93b7d-2da2-405a-a313-4e0f0982e0f5 |  | 7836.48 | 4638.6699 | 22.8 | HighriseApartment |  |  | 2 | HighriseApartment | 10 |  | 10 | NECB2017 | 0.19422 | 23884.0213 | 54.1348 | 62.2471 | 23.1801 | 4.5335 | 188.8573 | 44.7617 | WHITEHORSE | YUKON | 2.9006 | 31.6687 | 0 | 34.5693 | 6.6428 | 5.7724 | 0 | 12.4151 | 0 | 0.025818 | 0 | 0 | 0.18649 | 0.05367 | 0.00046067 | 0.36504 | 0.063105 | 0.039049 | 0.63642 | 0.0043668 | 0.82291 | 0.27139 | 19.7196 | 66.4658 | Natural Gas | 22.8 | 0.757 | [5 empty] | 0.138 | 0.21 | 1.9 | 1.9 | 2 | Whitehorse Intl AP | CAN | 5 | 6491 | 60.709 | -135.069 | 7b | 6580 | YT | CAN_YT_Whitehorse.Intl.AP.719640_CWEC2016.epw | 0 | 0 | 0 | 0 | 2126.72 | 291.1654 | 19.7024 | 0.067667 | 7201.21 | 0.1 | 2021-03-24 15:24:59 +0000 | eef80c06 | 0.2.11 | :adv_dx_units: NECB_Default :analysis_id: 6a87033d-ede6-4783-acf8-880bd0e50e61 :analysis_name: baseline-2021-03-24 :boiler_eff: NECB_Default :btap_batch_version: 1.0.002 :building_type: HighriseApartment :compute_environment: aws_batch :datapoint_id: 02e93b7d-2da2-405a-a313-4e0f0982e0f5 :daylighting_type: NECB_Default :dcv_type: NECB_Default :door_construction_cond: NECB_Default :ecm_system_name: NECB_Default :enable_costing: true :epw_file: CAN_YT_Whitehorse.Intl.AP.719640_CWEC2016.epw :erv_package: NECB_Default :ext_floor_cond: NECB_Default :ext_roof_cond: NECB_Default :ext_wall_cond: NECB_Default :fdwr_set: NECB_Default :fixed_wind_solar_trans: NECB_Default :fixed_window_cond: NECB_Default :furnace_eff: NECB_Default :glass_door_cond: NECB_Default :glass_door_solar_trans: NECB_Default :ground_floor_cond: NECB_Default :ground_roof_cond: NECB_Default :ground_wall_cond: NECB_Default :lights_scale: NECB_Default :lights_type: NECB_Default :overhead_door_cond: NECB_Default :primary_heating_fuel: NaturalGas :pv_ground_azimuth_angle: NECB_Default :pv_ground_module_description: NECB_Default :pv_ground_tilt_angle: NECB_Default :pv_ground_total_area_pv_panels_m2: NECB_Default :pv_ground_type: NECB_Default :rotation_degrees: NECB_Default :run_annual_simulation: true :s3_bucket: '834599497928' :scale_x: NECB_Default :scale_y: NECB_Default :scale_z: NECB_Default :shw_eff: NECB_Default :skylight_cond: NECB_Default :skylight_solar_trans: NECB_Default :srr_set: NECB_Default :template: NECB2017 | 2.0417e-05 | TRUE | 1091.0665 |  | https://s3.console.aws.amazon.com/s3/buckets/834599497928?region=ca-central-1&prefix=sara.gilani/baseline-2021-03-24/6a87033d-ede6-4783-acf8-880bd0e50e61/output/02e93b7d-2da2-405a-a313-4e0f0982e0f5/ | 1.0.002 | 0 | 0 |  | 0 | 0 | tier_1 | 0
497 | 0 |  | NECB_Default | NECB_Default | NECB_Default | NECB_Default | NECB_Default | NECB_Default | NECB_Default | NECB_Default | HighriseApartment | NECB2011 | CAN_YT_Whitehorse.Intl.AP.719640_CWEC2016.epw | Electricity | NECB_Default | NECB_Default | NECB_Default | NECB_Default | NECB_Default | NECB_Default | NECB_Default | NECB_Default | NECB_Default | NECB_Default | NECB_Default | NECB_Default | NECB_Default | NECB_Default | NECB_Default | NECB_Default | NECB_Default | NECB_Default | NECB_Default | NECB_Default | NECB_Default | NECB_Default | NECB_Default | NECB_Default | NECB_Default | NECB_Default | NECB_Default | aws_batch | 834599497928 | [5 empty] | baseline-2021-03-24 | 6a87033d-ede6-4783-acf8-880bd0e50e61 | TRUE | TRUE | 48727ee4-d6ba-4fa8-bb2f-14b99254f6ea |  | 7836.48 | 4638.6699 | 22.8 | HighriseApartment |  |  | 5 | HighriseApartment | 10 |  | 10 | NECB2011 | 0.19422 | 23884.0213 | 52.9557 | 40.2851 | 23.1801 | 9.1929 | 163.2973 | 37.6834 | WHITEHORSE | YUKON | 8.2826 | 0 | 0 | 8.2826 | 18.9683 | 0 | 0 | 18.9683 | 0 | 0.01739 | 0 | 0 | 0.53252 | 0.056178 | 1.2761e-05 | 0.26419 | 0.063082 | 0.040272 | 0 | 0.00090219 | 0.53252 | 0.090464 | 57.2785 | 0 | Electricity | 22.8 | 0.757 | [5 empty] | 0.162 | 0.21 | 2.2 | 2.2 | 5 | Whitehorse Intl AP | CAN | 5 | 6491 | 60.709 | -135.069 | 7b | 6580 | YT | CAN_YT_Whitehorse.Intl.AP.719640_CWEC2016.epw | 0 | 1.9396 | 0.015094 | 708.92 | 0 | 128.5028 | 8.3471 | 0.064956 | 3050.86 | 0.1 | 2021-03-24 15:25:09 +0000 | eef80c06 | 0.2.11 | :adv_dx_units: NECB_Default :analysis_id: 6a87033d-ede6-4783-acf8-880bd0e50e61 :analysis_name: baseline-2021-03-24 :boiler_eff: NECB_Default :btap_batch_version: 1.0.002 :building_type: HighriseApartment :compute_environment: aws_batch :datapoint_id: 48727ee4-d6ba-4fa8-bb2f-14b99254f6ea :daylighting_type: NECB_Default :dcv_type: NECB_Default :door_construction_cond: NECB_Default :ecm_system_name: NECB_Default :enable_costing: true :epw_file: CAN_YT_Whitehorse.Intl.AP.719640_CWEC2016.epw :erv_package: NECB_Default :ext_floor_cond: NECB_Default :ext_roof_cond: NECB_Default :ext_wall_cond: NECB_Default :fdwr_set: NECB_Default :fixed_wind_solar_trans: NECB_Default :fixed_window_cond: NECB_Default :furnace_eff: NECB_Default :glass_door_cond: NECB_Default :glass_door_solar_trans: NECB_Default :ground_floor_cond: NECB_Default :ground_roof_cond: NECB_Default :ground_wall_cond: NECB_Default :lights_scale: NECB_Default :lights_type: NECB_Default :overhead_door_cond: NECB_Default :primary_heating_fuel: Electricity :pv_ground_azimuth_angle: NECB_Default :pv_ground_module_description: NECB_Default :pv_ground_tilt_angle: NECB_Default :pv_ground_total_area_pv_panels_m2: NECB_Default :pv_ground_type: NECB_Default :rotation_degrees: NECB_Default :run_annual_simulation: true :s3_bucket: '834599497928' :scale_x: NECB_Default :scale_y: NECB_Default :scale_z: NECB_Default :shw_eff: NECB_Default :skylight_cond: NECB_Default :skylight_solar_trans: NECB_Default :srr_set: NECB_Default :template: NECB2011 | 2.4246e-05 | TRUE | 1153.2284 |  | https://s3.console.aws.amazon.com/s3/buckets/834599497928?region=ca-central-1&prefix=sara.gilani/baseline-2021-03-24/6a87033d-ede6-4783-acf8-880bd0e50e61/output/48727ee4-d6ba-4fa8-bb2f-14b99254f6ea/ | 1.0.002 | 0 | 0 |  | 0 | 0 | tier_1 | 0
498 | 0 |  | NECB_Default | NECB_Default | NECB_Default | NECB_Default | NECB_Default | NECB_Default | NECB_Default | NECB_Default | SmallHotel | NECB2011 | CAN_QC_Montreal-Trudeau.Intl.AP.716270_CWEC2016.epw | NaturalGas | NECB_Default | NECB_Default | NECB_Default | NECB_Default | NECB_Default | NECB_Default | NECB_Default | NECB_Default | NECB_Default | NECB_Default | NECB_Default | NECB_Default | NECB_Default | NECB_Default | NECB_Default | NECB_Default | NECB_Default | NECB_Default | NECB_Default | NECB_Default | NECB_Default | NECB_Default | NECB_Default | NECB_Default | NECB_Default | NECB_Default | NECB_Default | aws_batch | 834599497928 | [5 empty] | baseline-2021-03-24 | 6a87033d-ede6-4783-acf8-880bd0e50e61 | TRUE | TRUE | 0ce4ed0e-6181-4783-983c-3d49fecaedd6 |  | 4013.58 | 2697.9741 | 37.3 | SmallHotel |  |  | 5 | SmallHotel | 4 |  | 4 | NECB2011 | 0.23215 | 11621.7287 | 69.0126 | 75.6563 | 61.7484 | 7.1097 | 401.3926 | 187.8657 | MONTREAL | QUEBEC | 0.10764 | 31.6334 | 0 | 31.741 | 6.8557 | 8.2861 | 0 | 15.1418 | 0 | 0.052616 | 0 | 0 | 0.277 | 0.091714 | 0 | 0.32627 | 0.024402 | 0.098127 | 0.64035 | 0.0099512 | 0.91735 | 0.31408 | 24.544 | 90.5628 | Natural Gas | 37.3 | 0.757 | [5 empty] | 0.183 | 0.247 | 2.2 | 2.2 | 5 | Montreal-Trudeau Intl AP | CAN | 323 | 4090 | 45.471 | -73.741 | 6 | 4400 | QC | CAN_QC_Montreal-Trudeau.Intl.AP.716270_CWEC2016.epw | 0 | 0 | 0 | 0 | 1260.57 | 160.3432 | 13.2057 | 0.082359 | 4826.69 | 0.1 | 2021-03-24 15:25:35 +0000 | eef80c06 | 0.2.11 | :adv_dx_units: NECB_Default :analysis_id: 6a87033d-ede6-4783-acf8-880bd0e50e61 :analysis_name: baseline-2021-03-24 :boiler_eff: NECB_Default :btap_batch_version: 1.0.002 :building_type: SmallHotel :compute_environment: aws_batch :datapoint_id: 0ce4ed0e-6181-4783-983c-3d49fecaedd6 :daylighting_type: NECB_Default :dcv_type: NECB_Default :door_construction_cond: NECB_Default :ecm_system_name: NECB_Default :enable_costing: true :epw_file: CAN_QC_Montreal-Trudeau.Intl.AP.716270_CWEC2016.epw :erv_package: NECB_Default :ext_floor_cond: NECB_Default :ext_roof_cond: NECB_Default :ext_wall_cond: NECB_Default :fdwr_set: NECB_Default :fixed_wind_solar_trans: NECB_Default :fixed_window_cond: NECB_Default :furnace_eff: NECB_Default :glass_door_cond: NECB_Default :glass_door_solar_trans: NECB_Default :ground_floor_cond: NECB_Default :ground_roof_cond: NECB_Default :ground_wall_cond: NECB_Default :lights_scale: NECB_Default :lights_type: NECB_Default :overhead_door_cond: NECB_Default :primary_heating_fuel: NaturalGas :pv_ground_azimuth_angle: NECB_Default :pv_ground_module_description: NECB_Default :pv_ground_tilt_angle: NECB_Default :pv_ground_total_area_pv_panels_m2: NECB_Default :pv_ground_type: NECB_Default :rotation_degrees: NECB_Default :run_annual_simulation: true :s3_bucket: '834599497928' :scale_x: NECB_Default :scale_y: NECB_Default :scale_z: NECB_Default :shw_eff: NECB_Default :skylight_cond: NECB_Default :skylight_solar_trans: NECB_Default :srr_set: NECB_Default :template: NECB2011 | 0.00018687 | TRUE | 1714.26 |  | https://s3.console.aws.amazon.com/s3/buckets/834599497928?region=ca-central-1&prefix=sara.gilani/baseline-2021-03-24/6a87033d-ede6-4783-acf8-880bd0e50e61/output/0ce4ed0e-6181-4783-983c-3d49fecaedd6/ | 1.0.002 | 0 | 0 |  | 0 | 0 | tier_1 | 0
499 | 0 |  | NECB_Default | NECB_Default | NECB_Default | NECB_Default | NECB_Default | NECB_Default | NECB_Default | NECB_Default | SmallHotel | NECB2017 | CAN_QC_Montreal-Trudeau.Intl.AP.716270_CWEC2016.epw | NaturalGas | NECB_Default | NECB_Default | NECB_Default | NECB_Default | NECB_Default | NECB_Default | NECB_Default | NECB_Default | NECB_Default | NECB_Default | NECB_Default | NECB_Default | NECB_Default | NECB_Default | NECB_Default | NECB_Default | NECB_Default | NECB_Default | NECB_Default | NECB_Default | NECB_Default | NECB_Default | NECB_Default | NECB_Default | NECB_Default | NECB_Default | NECB_Default | aws_batch | 834599497928 | [5 empty] | baseline-2021-03-24 | 6a87033d-ede6-4783-acf8-880bd0e50e61 | TRUE | TRUE | 6acf1649-2cba-43ac-b9ec-4f3e08243bb8 |  | 4013.58 | 2697.9741 | 37.3 | SmallHotel |  |  | 2 | SmallHotel | 4 |  | 4 | NECB2017 | 0.23215 | 11621.7287 | 71.3763 | 74.2477 | 62.0483 | 7.1097 | 426.1275 | 211.3456 | MONTREAL | QUEBEC | 0.097682 | 18.5036 | 0 | 18.6013 | 6.2213 | 4.8469 | 0 | 11.0682 | 0 | 0.045224 | 0 | 0 | 0.25137 | 0.076857 | 0.021921 | 0.14397 | 0.019673 | 0.077175 | 0.37457 | 0.01037 | 0.62593 | 0.23059 | 20.8913 | 83.8682 | Natural Gas | 37.3 | 0.757 | [5 empty] | 0.156 | 0.247 | 1.9 | 1.9 | 2 | Montreal-Trudeau Intl AP | CAN | 323 | 4090 | 45.471 | -73.741 | 6 | 4400 | QC | CAN_QC_Montreal-Trudeau.Intl.AP.716270_CWEC2016.epw | 0 | 0 | 0 | 0 | 925.51 | 160.2628 | 9.2987 | 0.058022 | 3398.69 | 0.1 | 2021-03-24 15:25:47 +0000 | eef80c06 | 0.2.11 | :adv_dx_units: NECB_Default :analysis_id: 6a87033d-ede6-4783-acf8-880bd0e50e61 :analysis_name: baseline-2021-03-24 :boiler_eff: NECB_Default :btap_batch_version: 1.0.002 :building_type: SmallHotel :compute_environment: aws_batch :datapoint_id: 6acf1649-2cba-43ac-b9ec-4f3e08243bb8 :daylighting_type: NECB_Default :dcv_type: NECB_Default :door_construction_cond: NECB_Default :ecm_system_name: NECB_Default :enable_costing: true :epw_file: CAN_QC_Montreal-Trudeau.Intl.AP.716270_CWEC2016.epw :erv_package: NECB_Default :ext_floor_cond: NECB_Default :ext_roof_cond: NECB_Default :ext_wall_cond: NECB_Default :fdwr_set: NECB_Default :fixed_wind_solar_trans: NECB_Default :fixed_window_cond: NECB_Default :furnace_eff: NECB_Default :glass_door_cond: NECB_Default :glass_door_solar_trans: NECB_Default :ground_floor_cond: NECB_Default :ground_roof_cond: NECB_Default :ground_wall_cond: NECB_Default :lights_scale: NECB_Default :lights_type: NECB_Default :overhead_door_cond: NECB_Default :primary_heating_fuel: NaturalGas :pv_ground_azimuth_angle: NECB_Default :pv_ground_module_description: NECB_Default :pv_ground_tilt_angle: NECB_Default :pv_ground_total_area_pv_panels_m2: NECB_Default :pv_ground_type: NECB_Default :rotation_degrees: NECB_Default :run_annual_simulation: true :s3_bucket: '834599497928' :scale_x: NECB_Default :scale_y: NECB_Default :scale_z: NECB_Default :shw_eff: NECB_Default :skylight_cond: NECB_Default :skylight_solar_trans: NECB_Default :srr_set: NECB_Default :template: NECB2017 | 0.000147 | TRUE | 1714.1181 |  | https://s3.console.aws.amazon.com/s3/buckets/834599497928?region=ca-central-1&prefix=sara.gilani/baseline-2021-03-24/6a87033d-ede6-4783-acf8-880bd0e50e61/output/6acf1649-2cba-43ac-b9ec-4f3e08243bb8/ | 1.0.002 | 0 | 0 |  | 0 | 0 | tier_1 | 0
500 | 0 |  | NECB_Default | NECB_Default | NECB_Default | NECB_Default | NECB_Default | NECB_Default | NECB_Default | NECB_Default | LargeHotel | NECB2011 | CAN_QC_Montreal-Trudeau.Intl.AP.716270_CWEC2016.epw | NaturalGas | NECB_Default | NECB_Default | NECB_Default | NECB_Default | NECB_Default | NECB_Default | NECB_Default | NECB_Default | NECB_Default | NECB_Default | NECB_Default | NECB_Default | NECB_Default | NECB_Default | NECB_Default | NECB_Default | NECB_Default | NECB_Default | NECB_Default | NECB_Default | NECB_Default | NECB_Default | NECB_Default | NECB_Default | NECB_Default | NECB_Default | NECB_Default | aws_batch | 834599497928 | [5 empty] | baseline-2021-03-24 | 6a87033d-ede6-4783-acf8-880bd0e50e61 | TRUE | TRUE | 494cb4bd-4c8d-4b17-a94d-6b612d559a29 |  | 11345.38 | 6004.6889 | 37.3 | LargeHotel |  |  | 5 | LargeHotel | 6 |  | 7 | NECB2011 | 0.17066 | 35185.0517 | 56.873 | 75.661 | 62.002 | 3.8573 | 298.508 | 100.1147 | MONTREAL | QUEBEC | 0.11946 | 30.3194 | 0 | 30.4389 | 7.6086 | 7.9419 | 0 | 15.5505 | 0 | 0.05514 | 0 | 0 | 0.30742 | 0.081415 | 0 | 0.38965 | 0.026731 | 0.1363 | 0.61375 | 0.0069896 | 0.92117 | 0.2241 | 27.0589 | 83.9633 | Natural Gas | 37.3 | 0.757 |  | 0.284 |  |  |  | 0.183 | 0.247 | 2.2 | 2.2 | 5 | Montreal-Trudeau Intl AP | CAN | 323 | 4090 | 45.471 | -73.741 | 6 | 4400 | QC | CAN_QC_Montreal-Trudeau.Intl.AP.716270_CWEC2016.epw | 0 | 0 | 0 | 0 | 2542.55 | 514.3909 | 27.1084 | 0.0527 | 9908.12 | 0.1 | 2021-03-24 15:26:02 +0000 | eef80c06 | 0.2.11 | :adv_dx_units: NECB_Default :analysis_id: 6a87033d-ede6-4783-acf8-880bd0e50e61 :analysis_name: baseline-2021-03-24 :boiler_eff: NECB_Default :btap_batch_version: 1.0.002 :building_type: LargeHotel :compute_environment: aws_batch :datapoint_id: 494cb4bd-4c8d-4b17-a94d-6b612d559a29 :daylighting_type: NECB_Default :dcv_type: NECB_Default :door_construction_cond: NECB_Default :ecm_system_name: NECB_Default :enable_costing: true :epw_file: CAN_QC_Montreal-Trudeau.Intl.AP.716270_CWEC2016.epw :erv_package: NECB_Default :ext_floor_cond: NECB_Default :ext_roof_cond: NECB_Default :ext_wall_cond: NECB_Default :fdwr_set: NECB_Default :fixed_wind_solar_trans: NECB_Default :fixed_window_cond: NECB_Default :furnace_eff: NECB_Default :glass_door_cond: NECB_Default :glass_door_solar_trans: NECB_Default :ground_floor_cond: NECB_Default :ground_roof_cond: NECB_Default :ground_wall_cond: NECB_Default :lights_scale: NECB_Default :lights_type: NECB_Default :overhead_door_cond: NECB_Default :primary_heating_fuel: NaturalGas :pv_ground_azimuth_angle: NECB_Default :pv_ground_module_description: NECB_Default :pv_ground_tilt_angle: NECB_Default :pv_ground_total_area_pv_panels_m2: NECB_Default :pv_ground_type: NECB_Default :rotation_degrees: NECB_Default :run_annual_simulation: true :s3_bucket: '834599497928' :scale_x: NECB_Default :scale_y: NECB_Default :scale_z: NECB_Default :shw_eff: NECB_Default :skylight_cond: NECB_Default :skylight_solar_trans: NECB_Default :srr_set: NECB_Default :template: NECB2011 | 0.0008488 | TRUE | 1714.6837 |  | https://s3.console.aws.amazon.com/s3/buckets/834599497928?region=ca-central-1&prefix=sara.gilani/baseline-2021-03-24/6a87033d-ede6-4783-acf8-880bd0e50e61/output/494cb4bd-4c8d-4b17-a94d-6b612d559a29/ | 1.0.002 | 0 | 0 |  | 0 | 0 | tier_1 | 0
501 | 0 |  | NECB_Default | NECB_Default | NECB_Default | NECB_Default | NECB_Default | NECB_Default | NECB_Default | NECB_Default | SmallHotel | NECB2017 | CAN_AB_Calgary.Intl.AP.718770_CWEC2016.epw | Electricity | NECB_Default | NECB_Default | NECB_Default | NECB_Default | NECB_Default | NECB_Default | NECB_Default | NECB_Default | NECB_Default | NECB_Default | NECB_Default | NECB_Default | NECB_Default | NECB_Default | NECB_Default | NECB_Default | NECB_Default | NECB_Default | NECB_Default | NECB_Default | NECB_Default | NECB_Default | NECB_Default | NECB_Default | NECB_Default | NECB_Default | NECB_Default | aws_batch | 834599497928 | [5 empty] | baseline-2021-03-24 | 6a87033d-ede6-4783-acf8-880bd0e50e61 | TRUE | TRUE | 5edc2228-fc58-4df8-ae05-35c585026a3f |  | 4013.58 | 2697.9741 | 33.3 | SmallHotel |  |  | 2 | SmallHotel | 4 |  | 4 | NECB2017 | 0.23215 | 11621.7287 | 71.5955 | 44.3378 | 66.3667 | 15.0175 | 381.5134 | 184.1959 | CALGARY | ALBERTA | 113.3786 | 0 | 0 | 113.3786 | 10.7459 | 0 | 0 | 10.7459 | 0 | 0.029759 | 0 | 0 | 0.51663 | 0.081364 | 0.021584 | 0.10491 | 0.019673 | 0.077175 | 0 | 0.0019733 | 0.51663 | 0.18011 | 58.6214 | 0 | Electricity | 33.3 | 0.757 | [5 empty] | 0.138 | 0.21 | 1.9 | 1.9 | 2 | Calgary Intl AP | CAN | 64 | 4781 | 51.114 | -114.02 | 7a | 5000 | AB | CAN_AB_Calgary.Intl.AP.718770_CWEC2016.epw | 0 | 1.9778 | 0.012341 | 722.9 | 0 | 160.2628 | 9.2987 | 0.058022 | 3398.69 | 0.1 | 2021-03-24 15:25:44 +0000 | eef80c06 | 0.2.11 | :adv_dx_units: NECB_Default :analysis_id: 6a87033d-ede6-4783-acf8-880bd0e50e61 :analysis_name: baseline-2021-03-24 :boiler_eff: NECB_Default :btap_batch_version: 1.0.002 :building_type: SmallHotel :compute_environment: aws_batch :datapoint_id: 5edc2228-fc58-4df8-ae05-35c585026a3f :daylighting_type: NECB_Default :dcv_type: NECB_Default :door_construction_cond: NECB_Default :ecm_system_name: NECB_Default :enable_costing: true :epw_file: CAN_AB_Calgary.Intl.AP.718770_CWEC2016.epw :erv_package: NECB_Default :ext_floor_cond: NECB_Default :ext_roof_cond: NECB_Default :ext_wall_cond: NECB_Default :fdwr_set: NECB_Default :fixed_wind_solar_trans: NECB_Default :fixed_window_cond: NECB_Default :furnace_eff: NECB_Default :glass_door_cond: NECB_Default :glass_door_solar_trans: NECB_Default :ground_floor_cond: NECB_Default :ground_roof_cond: NECB_Default :ground_wall_cond: NECB_Default :lights_scale: NECB_Default :lights_type: NECB_Default :overhead_door_cond: NECB_Default :primary_heating_fuel: Electricity :pv_ground_azimuth_angle: NECB_Default :pv_ground_module_description: NECB_Default :pv_ground_tilt_angle: NECB_Default :pv_ground_total_area_pv_panels_m2: NECB_Default :pv_ground_type: NECB_Default :rotation_degrees: NECB_Default :run_annual_simulation: true :s3_bucket: '834599497928' :scale_x: NECB_Default :scale_y: NECB_Default :scale_z: NECB_Default :shw_eff: NECB_Default :skylight_cond: NECB_Default :skylight_solar_trans: NECB_Default :srr_set: NECB_Default :template: NECB2017 | 7.9729e-05 | TRUE | 1715.9043 |  | https://s3.console.aws.amazon.com/s3/buckets/834599497928?region=ca-central-1&prefix=sara.gilani/baseline-2021-03-24/6a87033d-ede6-4783-acf8-880bd0e50e61/output/5edc2228-fc58-4df8-ae05-35c585026a3f/ | 1.0.002 | 0 | 0 |  | 0 | 0 | tier_1 | 0
502 | 0 |  | NECB_Default | NECB_Default | NECB_Default | NECB_Default | NECB_Default | NECB_Default | NECB_Default | NECB_Default | SmallHotel | NECB2017 | CAN_ON_Toronto.Pearson.Intl.AP.716240_CWEC2016.epw | NaturalGas | NECB_Default | NECB_Default | NECB_Default | NECB_Default | NECB_Default | NECB_Default | NECB_Default | NECB_Default | NECB_Default | NECB_Default | NECB_Default | NECB_Default | NECB_Default | NECB_Default | NECB_Default | NECB_Default | NECB_Default | NECB_Default | NECB_Default | NECB_Default | NECB_Default | NECB_Default | NECB_Default | NECB_Default | NECB_Default | NECB_Default | NECB_Default | aws_batch | 834599497928 | [5 empty] | baseline-2021-03-24 | 6a87033d-ede6-4783-acf8-880bd0e50e61 | TRUE | TRUE | 3464512c-ade3-4a93-af54-19c0ca34267a |  | 4013.58 | 2697.9741 | 40 | SmallHotel |  |  | 2 | SmallHotel | 4 |  | 4 | NECB2017 | 0.23215 | 11621.7287 | 76.5339 | 75.6391 | 66.698 | 7.1681 | 443.9611 | 217.9219 | TORONTO | ONTARIO | 1.4273 | 16.8793 | 0 | 18.3066 | 11.4357 | 2.9783 | 0 | 14.4141 | 0 | 0.048251 | 0 | 0 | 0.25698 | 0.079949 | 0.021736 | 0.11732 | 0.019673 | 0.077175 | 0.34156 | 0.010048 | 0.59854 | 0.22424 | 22.3396 | 71.6853 | Natural Gas | 40 | 0.757 | [5 empty] | 0.156 | 0.278 | 1.9 | 1.9 | 2 | Toronto Pearson Intl AP | CAN | 382 | 3615 | 43.677 | -79.631 | 5 | 3890 | ON | CAN_ON_Toronto.Pearson.Intl.AP.716240_CWEC2016.epw | 0 | 0 | 0 | 0 | 900 | 160.2628 | 9.2987 | 0.058022 | 3398.69 | 0.1 | 2021-03-24 15:25:52 +0000 | eef80c06 | 0.2.11 | :adv_dx_units: NECB_Default :analysis_id: 6a87033d-ede6-4783-acf8-880bd0e50e61 :analysis_name: baseline-2021-03-24 :boiler_eff: NECB_Default :btap_batch_version: 1.0.002 :building_type: SmallHotel :compute_environment: aws_batch :datapoint_id: 3464512c-ade3-4a93-af54-19c0ca34267a :daylighting_type: NECB_Default :dcv_type: NECB_Default :door_construction_cond: NECB_Default :ecm_system_name: NECB_Default :enable_costing: true :epw_file: CAN_ON_Toronto.Pearson.Intl.AP.716240_CWEC2016.epw :erv_package: NECB_Default :ext_floor_cond: NECB_Default :ext_roof_cond: NECB_Default :ext_wall_cond: NECB_Default :fdwr_set: NECB_Default :fixed_wind_solar_trans: NECB_Default :fixed_window_cond: NECB_Default :furnace_eff: NECB_Default :glass_door_cond: NECB_Default :glass_door_solar_trans: NECB_Default :ground_floor_cond: NECB_Default :ground_roof_cond: NECB_Default :ground_wall_cond: NECB_Default :lights_scale: NECB_Default :lights_type: NECB_Default :overhead_door_cond: NECB_Default :primary_heating_fuel: NaturalGas :pv_ground_azimuth_angle: NECB_Default :pv_ground_module_description: NECB_Default :pv_ground_tilt_angle: NECB_Default :pv_ground_total_area_pv_panels_m2: NECB_Default :pv_ground_type: NECB_Default :rotation_degrees: NECB_Default :run_annual_simulation: true :s3_bucket: '834599497928' :scale_x: NECB_Default :scale_y: NECB_Default :scale_z: NECB_Default :shw_eff: NECB_Default :skylight_cond: NECB_Default :skylight_solar_trans: NECB_Default :srr_set: NECB_Default :template: NECB2017 | 0.00014949 | TRUE | 1716.2093 |  | https://s3.console.aws.amazon.com/s3/buckets/834599497928?region=ca-central-1&prefix=sara.gilani/baseline-2021-03-24/6a87033d-ede6-4783-acf8-880bd0e50e61/output/3464512c-ade3-4a93-af54-19c0ca34267a/ | 1.0.002 | 0 | 0 |  | 0 | 0 | tier_1 | 0
503 | 0 |  | NECB_Default | NECB_Default | NECB_Default | NECB_Default | NECB_Default | NECB_Default | NECB_Default | NECB_Default | LargeHotel | NECB2015 | CAN_BC_Vancouver.Intl.AP.718920_CWEC2016.epw | Electricity | NECB_Default | NECB_Default | NECB_Default | NECB_Default | NECB_Default | NECB_Default | NECB_Default | NECB_Default | NECB_Default | NECB_Default | NECB_Default | NECB_Default | NECB_Default | NECB_Default | NECB_Default | NECB_Default | NECB_Default | NECB_Default | NECB_Default | NECB_Default | NECB_Default | NECB_Default | NECB_Default | NECB_Default | NECB_Default | NECB_Default | NECB_Default | aws_batch | 834599497928 | [5 empty] | baseline-2021-03-24 | 6a87033d-ede6-4783-acf8-880bd0e50e61 | TRUE | TRUE | ec3a9c5f-8932-47b1-b71d-71032cd06b34 |  | 11345.38 | 6004.6889 | 40 | LargeHotel |  |  | 5 | LargeHotel | 6 |  | 7 | NECB2015 | 0.17066 | 35185.0517 | 55.136 | 44.3253 | 43.8663 | 7.9489 | 244.4554 | 93.1788 | VANCOUVER | BRITISH COLUMBIA | 1.5095 | 0 | 0 | 1.5095 | 15.0739 | 0 | 0 | 15.0739 | 0 | 0.032821 | 0 | 0 | 0.53265 | 0.086677 | 0 | 0.16315 | 0.02416 | 0.10196 | 0 | 0.0060844 | 0.53265 | 0.11745 | 52.2422 | 0 | Electricity | 40 | 0.757 |  | 0.568 |  |  |  | 0.227 | 0.315 | 2.4 | 2.4 | 5 | Vancouver Intl AP | CAN | 42 | 2797 | 49.195 | -123.184 | 4 | 2800 | BC | CAN_BC_Vancouver.Intl.AP.718920_CWEC2016.epw | 0 | 3.6457 | 0.0070898 | 1332.49 | 0 | 514.2133 | 19.4879 | 0.037899 | 7122.84 | 0.1 | 2021-03-24 15:26:29 +0000 | eef80c06 | 0.2.11 | :adv_dx_units: NECB_Default :analysis_id: 6a87033d-ede6-4783-acf8-880bd0e50e61 :analysis_name: baseline-2021-03-24 :boiler_eff: NECB_Default :btap_batch_version: 1.0.002 :building_type: LargeHotel :compute_environment: aws_batch :datapoint_id: ec3a9c5f-8932-47b1-b71d-71032cd06b34 :daylighting_type: NECB_Default :dcv_type: NECB_Default :door_construction_cond: NECB_Default :ecm_system_name: NECB_Default :enable_costing: true :epw_file: CAN_BC_Vancouver.Intl.AP.718920_CWEC2016.epw :erv_package: NECB_Default :ext_floor_cond: NECB_Default :ext_roof_cond: NECB_Default :ext_wall_cond: NECB_Default :fdwr_set: NECB_Default :fixed_wind_solar_trans: NECB_Default :fixed_window_cond: NECB_Default :furnace_eff: NECB_Default :glass_door_cond: NECB_Default :glass_door_solar_trans: NECB_Default :ground_floor_cond: NECB_Default :ground_roof_cond: NECB_Default :ground_wall_cond: NECB_Default :lights_scale: NECB_Default :lights_type: NECB_Default :overhead_door_cond: NECB_Default :primary_heating_fuel: Electricity :pv_ground_azimuth_angle: NECB_Default :pv_ground_module_description: NECB_Default :pv_ground_tilt_angle: NECB_Default :pv_ground_total_area_pv_panels_m2: NECB_Default :pv_ground_type: NECB_Default :rotation_degrees: NECB_Default :run_annual_simulation: true :s3_bucket: '834599497928' :scale_x: NECB_Default :scale_y: NECB_Default :scale_z: NECB_Default :shw_eff: NECB_Default :skylight_cond: NECB_Default :skylight_solar_trans: NECB_Default :srr_set: NECB_Default :template: NECB2015 | 0.00035169 | TRUE | 1715.3948 |  | https://s3.console.aws.amazon.com/s3/buckets/834599497928?region=ca-central-1&prefix=sara.gilani/baseline-2021-03-24/6a87033d-ede6-4783-acf8-880bd0e50e61/output/ec3a9c5f-8932-47b1-b71d-71032cd06b34/ | 1.0.002 | 0 | 0 |  | 0 | 0 | tier_1 | 0
504 | 0 |  | NECB_Default | NECB_Default | NECB_Default | NECB_Default | NECB_Default | NECB_Default | NECB_Default | NECB_Default | LargeHotel | NECB2011 | CAN_AB_Calgary.Intl.AP.718770_CWEC2016.epw | NaturalGas | NECB_Default | NECB_Default | NECB_Default | NECB_Default | NECB_Default | NECB_Default | NECB_Default | NECB_Default | NECB_Default | NECB_Default | NECB_Default | NECB_Default | NECB_Default | NECB_Default | NECB_Default | NECB_Default | NECB_Default | NECB_Default | NECB_Default | NECB_Default | NECB_Default | NECB_Default | NECB_Default | NECB_Default | NECB_Default | NECB_Default | NECB_Default | aws_batch | 834599497928 | [5 empty] | baseline-2021-03-24 | 6a87033d-ede6-4783-acf8-880bd0e50e61 | TRUE | TRUE | 7d38b821-2933-410f-9839-d4c033879059 |  | 11345.38 | 6004.6889 | 33.3 | LargeHotel |  |  | 5 | LargeHotel | 6 |  | 7 | NECB2011 | 0.17066 | 35185.0517 | 59.111 | 70.3697 | 66.3235 | 3.8576 | 295.6966 | 96.0348 | CALGARY | ALBERTA | 66.1976 | 30.3253 | 0 | 96.5229 | 6.2741 | 2.1634 | 0 | 8.4376 | 0 | 0.037419 | 0 | 0 | 0.30164 | 0.095788 | 0 | 0.36513 | 0.026731 | 0.1363 | 0.60096 | 0.0051404 | 0.9026 | 0.23583 | 23.7038 | 68.6748 | Natural Gas | 33.3 | 0.757 |  | 0.284 |  |  |  | 0.162 | 0.21 | 2.2 | 2.2 | 5 | Calgary Intl AP | CAN | 64 | 4781 | 51.114 | -114.02 | 7a | 5000 | AB | CAN_AB_Calgary.Intl.AP.718770_CWEC2016.epw | 0 | 0 | 0 | 0 | 2675.55 | 514.3909 | 27.1084 | 0.0527 | 9908.12 | 0.1 | 2021-03-24 15:25:57 +0000 | eef80c06 | 0.2.11 | :adv_dx_units: NECB_Default :analysis_id: 6a87033d-ede6-4783-acf8-880bd0e50e61 :analysis_name: baseline-2021-03-24 :boiler_eff: NECB_Default :btap_batch_version: 1.0.002 :building_type: LargeHotel :compute_environment: aws_batch :datapoint_id: 7d38b821-2933-410f-9839-d4c033879059 :daylighting_type: NECB_Default :dcv_type: NECB_Default :door_construction_cond: NECB_Default :ecm_system_name: NECB_Default :enable_costing: true :epw_file: CAN_AB_Calgary.Intl.AP.718770_CWEC2016.epw :erv_package: NECB_Default :ext_floor_cond: NECB_Default :ext_roof_cond: NECB_Default :ext_wall_cond: NECB_Default :fdwr_set: NECB_Default :fixed_wind_solar_trans: NECB_Default :fixed_window_cond: NECB_Default :furnace_eff: NECB_Default :glass_door_cond: NECB_Default :glass_door_solar_trans: NECB_Default :ground_floor_cond: NECB_Default :ground_roof_cond: NECB_Default :ground_wall_cond: NECB_Default :lights_scale: NECB_Default :lights_type: NECB_Default :overhead_door_cond: NECB_Default :primary_heating_fuel: NaturalGas :pv_ground_azimuth_angle: NECB_Default :pv_ground_module_description: NECB_Default :pv_ground_tilt_angle: NECB_Default :pv_ground_total_area_pv_panels_m2: NECB_Default :pv_ground_type: NECB_Default :rotation_degrees: NECB_Default :run_annual_simulation: true :s3_bucket: '834599497928' :scale_x: NECB_Default :scale_y: NECB_Default :scale_z: NECB_Default :shw_eff: NECB_Default :skylight_cond: NECB_Default :skylight_solar_trans: NECB_Default :srr_set: NECB_Default :template: NECB2011 | 0.00026971 | TRUE | 1717.9149 |  | https://s3.console.aws.amazon.com/s3/buckets/834599497928?region=ca-central-1&prefix=sara.gilani/baseline-2021-03-24/6a87033d-ede6-4783-acf8-880bd0e50e61/output/7d38b821-2933-410f-9839-d4c033879059/ | 1.0.002 | 0 | 0 |  | 0 | 0 | tier_1 | 0
505 | 0 |  | NECB_Default | NECB_Default | NECB_Default | NECB_Default | NECB_Default | NECB_Default | NECB_Default | NECB_Default | LargeHotel | NECB2017 | CAN_NS_Halifax.Dockyard.713280_CWEC2016.epw | Electricity | NECB_Default | NECB_Default | NECB_Default | NECB_Default | NECB_Default | NECB_Default | NECB_Default | NECB_Default | NECB_Default | NECB_Default | NECB_Default | NECB_Default | NECB_Default | NECB_Default | NECB_Default | NECB_Default | NECB_Default | NECB_Default | NECB_Default | NECB_Default | NECB_Default | NECB_Default | NECB_Default | NECB_Default | NECB_Default | NECB_Default | NECB_Default | aws_batch | 834599497928 | [5 empty] | baseline-2021-03-24 | 6a87033d-ede6-4783-acf8-880bd0e50e61 | TRUE | TRUE | 05729f4a-9158-44d5-a7ff-f8951ce8324b |  | 11345.38 | 6004.6889 | 40 | LargeHotel |  |  | 2 | LargeHotel | 6 |  | 7 | NECB2017 | 0.17066 | 35185.0517 | 52.3238 | 45.1514 | 60.0205 | 7.8942 | 261.2751 | 95.8853 | HALIFAX | NOVA SCOTIA | 112.5862 | 0 | 0 | 112.5862 | 22.0803 | 0 | 0 | 22.0803 | 0 | 0.036194 | 0 | 0 | 0.5552 | 0.079795 | 0.005084 | 0.1751 | 0.02416 | 0.10518 | 0 | 0.0060465 | 0.5552 | 0.1231 | 57.8484 | 0 | Electricity | 40 | 0.757 |  | 0.284 |  |  |  | 0.156 | 0.247 | 1.9 | 1.9 | 2 | Halifax Dockyard | CAN | 112 | 3647 | 44.655 | -63.577 | 6 | 4000 | NS | CAN_NS_Halifax.Dockyard.713280_CWEC2016.epw | 0 | 3.8211 | 0.0074311 | 1396.63 | 0 | 514.2133 | 19.4879 | 0.037899 | 7122.84 | 0.1 | 2021-03-24 15:25:47 +0000 | eef80c06 | 0.2.11 | :adv_dx_units: NECB_Default :analysis_id: 6a87033d-ede6-4783-acf8-880bd0e50e61 :analysis_name: baseline-2021-03-24 :boiler_eff: NECB_Default :btap_batch_version: 1.0.002 :building_type: LargeHotel :compute_environment: aws_batch :datapoint_id: 05729f4a-9158-44d5-a7ff-f8951ce8324b :daylighting_type: NECB_Default :dcv_type: NECB_Default :door_construction_cond: NECB_Default :ecm_system_name: NECB_Default :enable_costing: true :epw_file: CAN_NS_Halifax.Dockyard.713280_CWEC2016.epw :erv_package: NECB_Default :ext_floor_cond: NECB_Default :ext_roof_cond: NECB_Default :ext_wall_cond: NECB_Default :fdwr_set: NECB_Default :fixed_wind_solar_trans: NECB_Default :fixed_window_cond: NECB_Default :furnace_eff: NECB_Default :glass_door_cond: NECB_Default :glass_door_solar_trans: NECB_Default :ground_floor_cond: NECB_Default :ground_roof_cond: NECB_Default :ground_wall_cond: NECB_Default :lights_scale: NECB_Default :lights_type: NECB_Default :overhead_door_cond: NECB_Default :primary_heating_fuel: Electricity :pv_ground_azimuth_angle: NECB_Default :pv_ground_module_description: NECB_Default :pv_ground_tilt_angle: NECB_Default :pv_ground_total_area_pv_panels_m2: NECB_Default :pv_ground_type: NECB_Default :rotation_degrees: NECB_Default :run_annual_simulation: true :s3_bucket: '834599497928' :scale_x: NECB_Default :scale_y: NECB_Default :scale_z: NECB_Default :shw_eff: NECB_Default :skylight_cond: NECB_Default :skylight_solar_trans: NECB_Default :srr_set: NECB_Default :template: NECB2017 | 0.0005359 | TRUE | 1716.9024 |  | https://s3.console.aws.amazon.com/s3/buckets/834599497928?region=ca-central-1&prefix=sara.gilani/baseline-2021-03-24/6a87033d-ede6-4783-acf8-880bd0e50e61/output/05729f4a-9158-44d5-a7ff-f8951ce8324b/ | 1.0.002 | 0 | 0 |  | 0 | 0 | tier_1 | 0
506 | 0 |  | NECB_Default | NECB_Default | NECB_Default | NECB_Default | NECB_Default | NECB_Default | NECB_Default | NECB_Default | LargeHotel | NECB2015 | CAN_AB_Edmonton.Intl.AP.711230_CWEC2016.epw | Electricity | NECB_Default | NECB_Default | NECB_Default | NECB_Default | NECB_Default | NECB_Default | NECB_Default | NECB_Default | NECB_Default | NECB_Default | NECB_Default | NECB_Default | NECB_Default | NECB_Default | NECB_Default | NECB_Default | NECB_Default | NECB_Default | NECB_Default | NECB_Default | NECB_Default | NECB_Default | NECB_Default | NECB_Default | NECB_Default | NECB_Default | NECB_Default | aws_batch | 834599497928 | [5 empty] | baseline-2021-03-24 | 6a87033d-ede6-4783-acf8-880bd0e50e61 | TRUE | TRUE | 6691ea73-8824-44ab-a0b4-9f6b5fc54cd9 |  | 11345.38 | 6004.6889 | 32.5 | LargeHotel |  |  | 5 | LargeHotel | 6 |  | 7 | NECB2015 | 0.17066 | 35185.0517 | 59.4664 | 48.712 | 48.9533 | 7.9838 | 268.3732 | 103.2577 | EDMONTON | ALBERTA | 154.3003 | 0 | 0 | 154.3003 | 14.6244 | 0 | 0 | 14.6244 | 0 | 0.028769 | 0 | 0 | 0.7031 | 0.094614 | 0 | 0.31085 | 0.02416 | 0.10196 | 0 | 0.0047482 | 0.7031 | 0.13776 | 72.1594 | 0 | Electricity | 32.5 | 0.757 |  | 0.284 |  |  |  | 0.162 | 0.21 | 2.2 | 2.2 | 5 | Edmonton Intl AP | CAN | 23 | 5588 | 53.31 | -113.579 | 7a | 5120 | AB | CAN_AB_Edmonton.Intl.AP.711230_CWEC2016.epw | 0 | 4.2762 | 0.0083161 | 1562.96 | 0 | 514.2133 | 19.4879 | 0.037899 | 7122.84 | 0.1 | 2021-03-24 15:26:25 +0000 | eef80c06 | 0.2.11 | :adv_dx_units: NECB_Default :analysis_id: 6a87033d-ede6-4783-acf8-880bd0e50e61 :analysis_name: baseline-2021-03-24 :boiler_eff: NECB_Default :btap_batch_version: 1.0.002 :building_type: LargeHotel :compute_environment: aws_batch :datapoint_id: 6691ea73-8824-44ab-a0b4-9f6b5fc54cd9 :daylighting_type: NECB_Default :dcv_type: NECB_Default :door_construction_cond: NECB_Default :ecm_system_name: NECB_Default :enable_costing: true :epw_file: CAN_AB_Edmonton.Intl.AP.711230_CWEC2016.epw :erv_package: NECB_Default :ext_floor_cond: NECB_Default :ext_roof_cond: NECB_Default :ext_wall_cond: NECB_Default :fdwr_set: NECB_Default :fixed_wind_solar_trans: NECB_Default :fixed_window_cond: NECB_Default :furnace_eff: NECB_Default :glass_door_cond: NECB_Default :glass_door_solar_trans: NECB_Default :ground_floor_cond: NECB_Default :ground_roof_cond: NECB_Default :ground_wall_cond: NECB_Default :lights_scale: NECB_Default :lights_type: NECB_Default :overhead_door_cond: NECB_Default :primary_heating_fuel: Electricity :pv_ground_azimuth_angle: NECB_Default :pv_ground_module_description: NECB_Default :pv_ground_tilt_angle: NECB_Default :pv_ground_total_area_pv_panels_m2: NECB_Default :pv_ground_type: NECB_Default :rotation_degrees: NECB_Default :run_annual_simulation: true :s3_bucket: '834599497928' :scale_x: NECB_Default :scale_y: NECB_Default :scale_z: NECB_Default :shw_eff: NECB_Default :skylight_cond: NECB_Default :skylight_solar_trans: NECB_Default :srr_set: NECB_Default :template: NECB2015 | 0.00024063 | TRUE | 1718.3738 |  | https://s3.console.aws.amazon.com/s3/buckets/834599497928?region=ca-central-1&prefix=sara.gilani/baseline-2021-03-24/6a87033d-ede6-4783-acf8-880bd0e50e61/output/6691ea73-8824-44ab-a0b4-9f6b5fc54cd9/ | 1.0.002 | 0 | 0 |  | 0 | 0 | tier_1 | 0
507 | 0 |  | NECB_Default | NECB_Default | NECB_Default | NECB_Default | NECB_Default | NECB_Default | NECB_Default | NECB_Default | LargeHotel | NECB2017 | CAN_YT_Whitehorse.Intl.AP.719640_CWEC2016.epw | Electricity | NECB_Default | NECB_Default | NECB_Default | NECB_Default | NECB_Default | NECB_Default | NECB_Default | NECB_Default | NECB_Default | NECB_Default | NECB_Default | NECB_Default | NECB_Default | NECB_Default | NECB_Default | NECB_Default | NECB_Default | NECB_Default | NECB_Default | NECB_Default | NECB_Default | NECB_Default | NECB_Default | NECB_Default | NECB_Default | NECB_Default | NECB_Default | aws_batch | 834599497928 | [5 empty] | baseline-2021-03-24 | 6a87033d-ede6-4783-acf8-880bd0e50e61 | TRUE | TRUE | baaf100c-d1a6-480e-9dc9-fd3129e98b61 |  | 11345.38 | 6004.6889 | 22.8 | LargeHotel |  |  | 2 | LargeHotel | 6 |  | 7 | NECB2017 | 0.17066 | 35185.0517 | 53.9325 | 38.9134 | 59.5635 | 7.8225 | 251.5884 | 91.3565 | WHITEHORSE | YUKON | 10.059 | 0 | 0 | 10.059 | 23.0364 | 0 | 0 | 23.0364 | 0 | 0.015152 | 0 | 0 | 0.64673 | 0.070159 | 0.0058835 | 0.27846 | 0.02416 | 0.10518 | 0 | 0.0035265 | 0.64673 | 0.14413 | 72.2768 | 0 | Electricity | 22.8 | 0.757 |  | 0.284 |  |  |  | 0.138 | 0.21 | 1.9 | 1.9 | 2 | Whitehorse Intl AP | CAN | 5 | 6491 | 60.709 | -135.069 | 7b | 6580 | YT | CAN_YT_Whitehorse.Intl.AP.719640_CWEC2016.epw | 0 | 4.474 | 0.0087006 | 1635.24 | 0 | 514.2133 | 19.4879 | 0.037899 | 7122.84 | 0.1 | 2021-03-24 15:26:35 +0000 | eef80c06 | 0.2.11 | :adv_dx_units: NECB_Default :analysis_id: 6a87033d-ede6-4783-acf8-880bd0e50e61 :analysis_name: baseline-2021-03-24 :boiler_eff: NECB_Default :btap_batch_version: 1.0.002 :building_type: LargeHotel :compute_environment: aws_batch :datapoint_id: baaf100c-d1a6-480e-9dc9-fd3129e98b61 :daylighting_type: NECB_Default :dcv_type: NECB_Default :door_construction_cond: NECB_Default :ecm_system_name: NECB_Default :enable_costing: true :epw_file: CAN_YT_Whitehorse.Intl.AP.719640_CWEC2016.epw :erv_package: NECB_Default :ext_floor_cond: NECB_Default :ext_roof_cond: NECB_Default :ext_wall_cond: NECB_Default :fdwr_set: NECB_Default :fixed_wind_solar_trans: NECB_Default :fixed_window_cond: NECB_Default :furnace_eff: NECB_Default :glass_door_cond: NECB_Default :glass_door_solar_trans: NECB_Default :ground_floor_cond: NECB_Default :ground_roof_cond: NECB_Default :ground_wall_cond: NECB_Default :lights_scale: NECB_Default :lights_type: NECB_Default :overhead_door_cond: NECB_Default :primary_heating_fuel: Electricity :pv_ground_azimuth_angle: NECB_Default :pv_ground_module_description: NECB_Default :pv_ground_tilt_angle: NECB_Default :pv_ground_total_area_pv_panels_m2: NECB_Default :pv_ground_type: NECB_Default :rotation_degrees: NECB_Default :run_annual_simulation: true :s3_bucket: '834599497928' :scale_x: NECB_Default :scale_y: NECB_Default :scale_z: NECB_Default :shw_eff: NECB_Default :skylight_cond: NECB_Default :skylight_solar_trans: NECB_Default :srr_set: NECB_Default :template: NECB2017 | 7.1395e-05 | TRUE | 1718.5055 |  | https://s3.console.aws.amazon.com/s3/buckets/834599497928?region=ca-central-1&prefix=sara.gilani/baseline-2021-03-24/6a87033d-ede6-4783-acf8-880bd0e50e61/output/baaf100c-d1a6-480e-9dc9-fd3129e98b61/ | 1.0.002 | 0 | 0 |  | 0 | 0 | tier_1 | 0
508 | 0 |  | NECB_Default | NECB_Default | NECB_Default | NECB_Default | NECB_Default | NECB_Default | NECB_Default | NECB_Default | HighriseApartment | NECB2017 | CAN_BC_Vancouver.Intl.AP.718920_CWEC2016.epw | NaturalGas | NECB_Default | NECB_Default | NECB_Default | NECB_Default | NECB_Default | NECB_Default | NECB_Default | NECB_Default | NECB_Default | NECB_Default | NECB_Default | NECB_Default | NECB_Default | NECB_Default | NECB_Default | NECB_Default | NECB_Default | NECB_Default | NECB_Default | NECB_Default | NECB_Default | NECB_Default | NECB_Default | NECB_Default | NECB_Default | NECB_Default | NECB_Default | aws_batch | 834599497928 | [5 empty] | baseline-2021-03-24 | 6a87033d-ede6-4783-acf8-880bd0e50e61 | TRUE | TRUE | a71c7e20-bf63-4026-89df-265f0ea8e664 |  | 7836.48 | 4638.6699 | 40 | HighriseApartment |  |  | 2 | HighriseApartment | 10 |  | 10 | NECB2017 | 0.19422 | 23884.0213 | 50.2343 | 60.5019 | 23.6488 | 4.6453 | 182.8976 | 43.8673 | VANCOUVER | BRITISH COLUMBIA | 0.61251 | 18.5506 | 0 | 19.1631 | 6.1165 | 4.1617 | 0 | 10.2782 | 0 | 0.049589 | 0 | 0 | 0.21613 | 0.054768 | 0.00012506 | 0.14404 | 0.063105 | 0.039049 | 0.36796 | 0.0094571 | 0.5841 | 0.22392 | 21.1662 | 39.2661 | Natural Gas | 40 | 0.757 | [5 empty] | 0.193 | 0.315 | 2.1 | 2.1 | 2 | Vancouver Intl AP | CAN | 42 | 2797 | 49.195 | -123.184 | 4 | 2800 | BC | CAN_BC_Vancouver.Intl.AP.718920_CWEC2016.epw | 0 | 0 | 0 | 0 | 1754.77 | 291.1654 | 19.7024 | 0.067667 | 7201.21 | 0.1 | 2021-03-24 15:26:04 +0000 | eef80c06 | 0.2.11 | :adv_dx_units: NECB_Default :analysis_id: 6a87033d-ede6-4783-acf8-880bd0e50e61 :analysis_name: baseline-2021-03-24 :boiler_eff: NECB_Default :btap_batch_version: 1.0.002 :building_type: HighriseApartment :compute_environment: aws_batch :datapoint_id: a71c7e20-bf63-4026-89df-265f0ea8e664 :daylighting_type: NECB_Default :dcv_type: NECB_Default :door_construction_cond: NECB_Default :ecm_system_name: NECB_Default :enable_costing: true :epw_file: CAN_BC_Vancouver.Intl.AP.718920_CWEC2016.epw :erv_package: NECB_Default :ext_floor_cond: NECB_Default :ext_roof_cond: NECB_Default :ext_wall_cond: NECB_Default :fdwr_set: NECB_Default :fixed_wind_solar_trans: NECB_Default :fixed_window_cond: NECB_Default :furnace_eff: NECB_Default :glass_door_cond: NECB_Default :glass_door_solar_trans: NECB_Default :ground_floor_cond: NECB_Default :ground_roof_cond: NECB_Default :ground_wall_cond: NECB_Default :lights_scale: NECB_Default :lights_type: NECB_Default :overhead_door_cond: NECB_Default :primary_heating_fuel: NaturalGas :pv_ground_azimuth_angle: NECB_Default :pv_ground_module_description: NECB_Default :pv_ground_tilt_angle: NECB_Default :pv_ground_total_area_pv_panels_m2: NECB_Default :pv_ground_type: NECB_Default :rotation_degrees: NECB_Default :run_annual_simulation: true :s3_bucket: '834599497928' :scale_x: NECB_Default :scale_y: NECB_Default :scale_z: NECB_Default :shw_eff: NECB_Default :skylight_cond: NECB_Default :skylight_solar_trans: NECB_Default :srr_set: NECB_Default :template: NECB2017 | 3.8282e-05 | TRUE | 1150.7794 |  | https://s3.console.aws.amazon.com/s3/buckets/834599497928?region=ca-central-1&prefix=sara.gilani/baseline-2021-03-24/6a87033d-ede6-4783-acf8-880bd0e50e61/output/a71c7e20-bf63-4026-89df-265f0ea8e664/ | 1.0.002 | 0 | 0 |  | 0 | 0 | tier_1 | 0
509 | 0 |  | NECB_Default | NECB_Default | NECB_Default | NECB_Default | NECB_Default | NECB_Default | NECB_Default | NECB_Default | HighriseApartment | NECB2017 | CAN_BC_Vancouver.Intl.AP.718920_CWEC2016.epw | Electricity | NECB_Default | NECB_Default | NECB_Default | NECB_Default | NECB_Default | NECB_Default | NECB_Default | NECB_Default | NECB_Default | NECB_Default | NECB_Default | NECB_Default | NECB_Default | NECB_Default | NECB_Default | NECB_Default | NECB_Default | NECB_Default | NECB_Default | NECB_Default | NECB_Default | NECB_Default | NECB_Default | NECB_Default | NECB_Default | NECB_Default | NECB_Default | aws_batch | 834599497928 | [5 empty] | baseline-2021-03-24 | 6a87033d-ede6-4783-acf8-880bd0e50e61 | TRUE | TRUE | 3ababfe7-fc26-4359-803e-046cd3bc820a |  | 7836.48 | 4638.6699 | 40 | HighriseApartment |  |  | 2 | HighriseApartment | 10 |  | 10 | NECB2017 | 0.19422 | 23884.0213 | 50.2343 | 43.2235 | 23.6488 | 16.5272 | 174.0862 | 40.4524 | VANCOUVER | BRITISH COLUMBIA | 1.4366 | 0 | 0 | 1.4366 | 14.3459 | 0 | 0 | 14.3459 | 0 | 0.049538 | 0 | 0 | 0.50692 | 0.054689 | 0.00012506 | 0.1242 | 0.063105 | 0.039049 | 0 | 0.0037428 | 0.50692 | 0.17243 | 42.1298 | 0 | Electricity | 40 | 0.757 | [5 empty] | 0.193 | 0.315 | 2.1 | 2.1 | 2 | Vancouver Intl AP | CAN | 42 | 2797 | 49.195 | -123.184 | 4 | 2800 | BC | CAN_BC_Vancouver.Intl.AP.718920_CWEC2016.epw | 0 | 3.6971 | 0.012697 | 1351.28 | 0 | 291.1654 | 19.7024 | 0.067667 | 7201.21 | 0.1 | 2021-03-24 15:26:13 +0000 | eef80c06 | 0.2.11 | :adv_dx_units: NECB_Default :analysis_id: 6a87033d-ede6-4783-acf8-880bd0e50e61 :analysis_name: baseline-2021-03-24 :boiler_eff: NECB_Default :btap_batch_version: 1.0.002 :building_type: HighriseApartment :compute_environment: aws_batch :datapoint_id: 3ababfe7-fc26-4359-803e-046cd3bc820a :daylighting_type: NECB_Default :dcv_type: NECB_Default :door_construction_cond: NECB_Default :ecm_system_name: NECB_Default :enable_costing: true :epw_file: CAN_BC_Vancouver.Intl.AP.718920_CWEC2016.epw :erv_package: NECB_Default :ext_floor_cond: NECB_Default :ext_roof_cond: NECB_Default :ext_wall_cond: NECB_Default :fdwr_set: NECB_Default :fixed_wind_solar_trans: NECB_Default :fixed_window_cond: NECB_Default :furnace_eff: NECB_Default :glass_door_cond: NECB_Default :glass_door_solar_trans: NECB_Default :ground_floor_cond: NECB_Default :ground_roof_cond: NECB_Default :ground_wall_cond: NECB_Default :lights_scale: NECB_Default :lights_type: NECB_Default :overhead_door_cond: NECB_Default :primary_heating_fuel: Electricity :pv_ground_azimuth_angle: NECB_Default :pv_ground_module_description: NECB_Default :pv_ground_tilt_angle: NECB_Default :pv_ground_total_area_pv_panels_m2: NECB_Default :pv_ground_type: NECB_Default :rotation_degrees: NECB_Default :run_annual_simulation: true :s3_bucket: '834599497928' :scale_x: NECB_Default :scale_y: NECB_Default :scale_z: NECB_Default :shw_eff: NECB_Default :skylight_cond: NECB_Default :skylight_solar_trans: NECB_Default :srr_set: NECB_Default :template: NECB2017 | 3.8282e-05 | TRUE | 1151.1978 |  | https://s3.console.aws.amazon.com/s3/buckets/834599497928?region=ca-central-1&prefix=sara.gilani/baseline-2021-03-24/6a87033d-ede6-4783-acf8-880bd0e50e61/output/3ababfe7-fc26-4359-803e-046cd3bc820a/ | 1.0.002 | 0 | 0 |  | 0 | 0 | tier_1 | 0
510 | 0 |  | NECB_Default | NECB_Default | NECB_Default | NECB_Default | NECB_Default | NECB_Default | NECB_Default | NECB_Default | HighriseApartment | NECB2017 | CAN_YT_Whitehorse.Intl.AP.719640_CWEC2016.epw | Electricity | NECB_Default | NECB_Default | NECB_Default | NECB_Default | NECB_Default | NECB_Default | NECB_Default | NECB_Default | NECB_Default | NECB_Default | NECB_Default | NECB_Default | NECB_Default | NECB_Default | NECB_Default | NECB_Default | NECB_Default | NECB_Default | NECB_Default | NECB_Default | NECB_Default | NECB_Default | NECB_Default | NECB_Default | NECB_Default | NECB_Default | NECB_Default | aws_batch | 834599497928 | [5 empty] | baseline-2021-03-24 | 6a87033d-ede6-4783-acf8-880bd0e50e61 | TRUE | TRUE | a4f11217-9399-4ad2-bc9f-d952afd92427 |  | 7836.48 | 4638.6699 | 22.8 | HighriseApartment |  |  | 2 | HighriseApartment | 10 |  | 10 | NECB2017 | 0.19422 | 23884.0213 | 54.1348 | 38.7089 | 23.1801 | 16.291 | 173.1414 | 40.8266 | WHITEHORSE | YUKON | 10.328 | 0 | 0 | 10.328 | 23.6524 | 0 | 0 | 23.6524 | 0 | 0.025804 | 0 | 0 | 0.66402 | 0.053663 | 0.00046067 | 0.26699 | 0.063105 | 0.039049 | 0 | 0.0037032 | 0.66402 | 0.21122 | 64.8198 | 0 | Electricity | 22.8 | 0.757 | [5 empty] | 0.138 | 0.21 | 1.9 | 1.9 | 2 | Whitehorse Intl AP | CAN | 5 | 6491 | 60.709 | -135.069 | 7b | 6580 | YT | CAN_YT_Whitehorse.Intl.AP.719640_CWEC2016.epw | 0 | 4.5287 | 0.015554 | 1655.24 | 0 | 291.1654 | 19.7024 | 0.067667 | 7201.21 | 0.1 | 2021-03-24 15:25:23 +0000 | eef80c06 | 0.2.11 | :adv_dx_units: NECB_Default :analysis_id: 6a87033d-ede6-4783-acf8-880bd0e50e61 :analysis_name: baseline-2021-03-24 :boiler_eff: NECB_Default :btap_batch_version: 1.0.002 :building_type: HighriseApartment :compute_environment: aws_batch :datapoint_id: a4f11217-9399-4ad2-bc9f-d952afd92427 :daylighting_type: NECB_Default :dcv_type: NECB_Default :door_construction_cond: NECB_Default :ecm_system_name: NECB_Default :enable_costing: true :epw_file: CAN_YT_Whitehorse.Intl.AP.719640_CWEC2016.epw :erv_package: NECB_Default :ext_floor_cond: NECB_Default :ext_roof_cond: NECB_Default :ext_wall_cond: NECB_Default :fdwr_set: NECB_Default :fixed_wind_solar_trans: NECB_Default :fixed_window_cond: NECB_Default :furnace_eff: NECB_Default :glass_door_cond: NECB_Default :glass_door_solar_trans: NECB_Default :ground_floor_cond: NECB_Default :ground_roof_cond: NECB_Default :ground_wall_cond: NECB_Default :lights_scale: NECB_Default :lights_type: NECB_Default :overhead_door_cond: NECB_Default :primary_heating_fuel: Electricity :pv_ground_azimuth_angle: NECB_Default :pv_ground_module_description: NECB_Default :pv_ground_tilt_angle: NECB_Default :pv_ground_total_area_pv_panels_m2: NECB_Default :pv_ground_type: NECB_Default :rotation_degrees: NECB_Default :run_annual_simulation: true :s3_bucket: '834599497928' :scale_x: NECB_Default :scale_y: NECB_Default :scale_z: NECB_Default :shw_eff: NECB_Default :skylight_cond: NECB_Default :skylight_solar_trans: NECB_Default :srr_set: NECB_Default :template: NECB2017 | 2.0417e-05 | TRUE | 1150.8874 |  | https://s3.console.aws.amazon.com/s3/buckets/834599497928?region=ca-central-1&prefix=sara.gilani/baseline-2021-03-24/6a87033d-ede6-4783-acf8-880bd0e50e61/output/a4f11217-9399-4ad2-bc9f-d952afd92427/ | 1.0.002 | 0 | 0 |  | 0 | 0 | tier_1 | 0
511 | 0 |  | NECB_Default | NECB_Default | NECB_Default | NECB_Default | NECB_Default | NECB_Default | NECB_Default | NECB_Default | HighriseApartment | NECB2017 | CAN_AB_Edmonton.Intl.AP.711230_CWEC2016.epw | Electricity | NECB_Default | NECB_Default | NECB_Default | NECB_Default | NECB_Default | NECB_Default | NECB_Default | NECB_Default | NECB_Default | NECB_Default | NECB_Default | NECB_Default | NECB_Default | NECB_Default | NECB_Default | NECB_Default | NECB_Default | NECB_Default | NECB_Default | NECB_Default | NECB_Default | NECB_Default | NECB_Default | NECB_Default | NECB_Default | NECB_Default | NECB_Default | aws_batch | 834599497928 | [5 empty] | baseline-2021-03-24 | 6a87033d-ede6-4783-acf8-880bd0e50e61 | TRUE | TRUE | b1713db9-6224-4a97-8cfd-98ed8d04cd8e |  | 7836.48 | 4638.6699 | 32.5 | HighriseApartment |  |  | 2 | HighriseApartment | 10 |  | 10 | NECB2017 | 0.19422 | 23884.0213 | 56.4926 | 46.6164 | 26.4522 | 16.5542 | 190.8685 | 44.7531 | EDMONTON | ALBERTA | 139.2557 | 0 | 0 | 139.2557 | 13.1985 | 0 | 0 | 13.1985 | 0 | 0.043018 | 0 | 0 | 0.63455 | 0.058161 | 0.00058317 | 0.22481 | 0.063105 | 0.039049 | 0 | 0.0037415 | 0.63455 | 0.20205 | 64.1931 | 0 | Electricity | 32.5 | 0.757 | [5 empty] | 0.138 | 0.21 | 1.9 | 1.9 | 2 | Edmonton Intl AP | CAN | 23 | 5588 | 53.31 | -113.579 | 7a | 5120 | AB | CAN_AB_Edmonton.Intl.AP.711230_CWEC2016.epw | 0 | 4.332 | 0.014878 | 1583.35 | 0 | 291.1654 | 19.7024 | 0.067667 | 7201.21 | 0.1 | 2021-03-24 15:25:47 +0000 | eef80c06 | 0.2.11 | :adv_dx_units: NECB_Default :analysis_id: 6a87033d-ede6-4783-acf8-880bd0e50e61 :analysis_name: baseline-2021-03-24 :boiler_eff: NECB_Default :btap_batch_version: 1.0.002 :building_type: HighriseApartment :compute_environment: aws_batch :datapoint_id: b1713db9-6224-4a97-8cfd-98ed8d04cd8e :daylighting_type: NECB_Default :dcv_type: NECB_Default :door_construction_cond: NECB_Default :ecm_system_name: NECB_Default :enable_costing: true :epw_file: CAN_AB_Edmonton.Intl.AP.711230_CWEC2016.epw :erv_package: NECB_Default :ext_floor_cond: NECB_Default :ext_roof_cond: NECB_Default :ext_wall_cond: NECB_Default :fdwr_set: NECB_Default :fixed_wind_solar_trans: NECB_Default :fixed_window_cond: NECB_Default :furnace_eff: NECB_Default :glass_door_cond: NECB_Default :glass_door_solar_trans: NECB_Default :ground_floor_cond: NECB_Default :ground_roof_cond: NECB_Default :ground_wall_cond: NECB_Default :lights_scale: NECB_Default :lights_type: NECB_Default :overhead_door_cond: NECB_Default :primary_heating_fuel: Electricity :pv_ground_azimuth_angle: NECB_Default :pv_ground_module_description: NECB_Default :pv_ground_tilt_angle: NECB_Default :pv_ground_total_area_pv_panels_m2: NECB_Default :pv_ground_type: NECB_Default :rotation_degrees: NECB_Default :run_annual_simulation: true :s3_bucket: '834599497928' :scale_x: NECB_Default :scale_y: NECB_Default :scale_z: NECB_Default :shw_eff: NECB_Default :skylight_cond: NECB_Default :skylight_solar_trans: NECB_Default :srr_set: NECB_Default :template: NECB2017 | 2.935e-05 | TRUE | 1152.8664 |  | https://s3.console.aws.amazon.com/s3/buckets/834599497928?region=ca-central-1&prefix=sara.gilani/baseline-2021-03-24/6a87033d-ede6-4783-acf8-880bd0e50e61/output/b1713db9-6224-4a97-8cfd-98ed8d04cd8e/ | 1.0.002 | 0 | 0 |  | 0 | 0 | tier_1 | 0
512 | 0 |  | NECB_Default | NECB_Default | NECB_Default | NECB_Default | NECB_Default | NECB_Default | NECB_Default | NECB_Default | HighriseApartment | NECB2017 | CAN_ON_Toronto.Pearson.Intl.AP.716240_CWEC2016.epw | Electricity | NECB_Default | NECB_Default | NECB_Default | NECB_Default | NECB_Default | NECB_Default | NECB_Default | NECB_Default | NECB_Default | NECB_Default | NECB_Default | NECB_Default | NECB_Default | NECB_Default | NECB_Default | NECB_Default | NECB_Default | NECB_Default | NECB_Default | NECB_Default | NECB_Default | NECB_Default | NECB_Default | NECB_Default | NECB_Default | NECB_Default | NECB_Default | aws_batch | 834599497928 | [5 empty] | baseline-2021-03-24 | 6a87033d-ede6-4783-acf8-880bd0e50e61 | TRUE | TRUE | 87d2239b-5be0-44e4-9a46-285280fcb176 |  | 7836.48 | 4638.6699 | 40 | HighriseApartment |  |  | 2 | HighriseApartment | 10 |  | 10 | NECB2017 | 0.19422 | 23884.0213 | 53.8768 | 49.5324 | 26.258 | 16.5616 | 192.6408 | 46.4122 | TORONTO | ONTARIO | 3.1507 | 0 | 0 | 3.1507 | 25.2429 | 0 | 0 | 25.2429 | 0 | 0.065689 | 0 | 0 | 0.56726 | 0.058565 | 0.0015492 | 0.15787 | 0.063105 | 0.039049 | 0 | 0.0037695 | 0.56726 | 0.17762 | 64.2602 | 0 | Electricity | 40 | 0.757 | [5 empty] | 0.156 | 0.278 | 1.9 | 1.9 | 2 | Toronto Pearson Intl AP | CAN | 382 | 3615 | 43.677 | -79.631 | 5 | 3890 | ON | CAN_ON_Toronto.Pearson.Intl.AP.716240_CWEC2016.epw | 0 | 3.8082 | 0.013079 | 1391.9 | 0 | 291.1654 | 19.7024 | 0.067667 | 7201.21 | 0.1 | 2021-03-24 15:25:37 +0000 | eef80c06 | 0.2.11 | :adv_dx_units: NECB_Default :analysis_id: 6a87033d-ede6-4783-acf8-880bd0e50e61 :analysis_name: baseline-2021-03-24 :boiler_eff: NECB_Default :btap_batch_version: 1.0.002 :building_type: HighriseApartment :compute_environment: aws_batch :datapoint_id: 87d2239b-5be0-44e4-9a46-285280fcb176 :daylighting_type: NECB_Default :dcv_type: NECB_Default :door_construction_cond: NECB_Default :ecm_system_name: NECB_Default :enable_costing: true :epw_file: CAN_ON_Toronto.Pearson.Intl.AP.716240_CWEC2016.epw :erv_package: NECB_Default :ext_floor_cond: NECB_Default :ext_roof_cond: NECB_Default :ext_wall_cond: NECB_Default :fdwr_set: NECB_Default :fixed_wind_solar_trans: NECB_Default :fixed_window_cond: NECB_Default :furnace_eff: NECB_Default :glass_door_cond: NECB_Default :glass_door_solar_trans: NECB_Default :ground_floor_cond: NECB_Default :ground_roof_cond: NECB_Default :ground_wall_cond: NECB_Default :lights_scale: NECB_Default :lights_type: NECB_Default :overhead_door_cond: NECB_Default :primary_heating_fuel: Electricity :pv_ground_azimuth_angle: NECB_Default :pv_ground_module_description: NECB_Default :pv_ground_tilt_angle: NECB_Default :pv_ground_total_area_pv_panels_m2: NECB_Default :pv_ground_type: NECB_Default :rotation_degrees: NECB_Default :run_annual_simulation: true :s3_bucket: '834599497928' :scale_x: NECB_Default :scale_y: NECB_Default :scale_z: NECB_Default :shw_eff: NECB_Default :skylight_cond: NECB_Default :skylight_solar_trans: NECB_Default :srr_set: NECB_Default :template: NECB2017 | 4.3387e-05 | TRUE | 1152.0392 |  | https://s3.console.aws.amazon.com/s3/buckets/834599497928?region=ca-central-1&prefix=sara.gilani/baseline-2021-03-24/6a87033d-ede6-4783-acf8-880bd0e50e61/output/87d2239b-5be0-44e4-9a46-285280fcb176/ | 1.0.002 | 0 | 0 |  | 0 | 0 | tier_1 | 0
513 | 0 |  | NECB_Default | NECB_Default | NECB_Default | NECB_Default | NECB_Default | NECB_Default | NECB_Default | NECB_Default | HighriseApartment | NECB2017 | CAN_AB_Calgary.Intl.AP.718770_CWEC2016.epw | Electricity | NECB_Default | NECB_Default | NECB_Default | NECB_Default | NECB_Default | NECB_Default | NECB_Default | NECB_Default | NECB_Default | NECB_Default | NECB_Default | NECB_Default | NECB_Default | NECB_Default | NECB_Default | NECB_Default | NECB_Default | NECB_Default | NECB_Default | NECB_Default | NECB_Default | NECB_Default | NECB_Default | NECB_Default | NECB_Default | NECB_Default | NECB_Default | aws_batch | 834599497928 | [5 empty] | baseline-2021-03-24 | 6a87033d-ede6-4783-acf8-880bd0e50e61 | TRUE | TRUE | 507e3b12-b6f6-4608-b48b-d41080b3bc40 |  | 7836.48 | 4638.6699 | 33.3 | HighriseApartment |  |  | 2 | HighriseApartment | 10 |  | 10 | NECB2017 | 0.19422 | 23884.0213 | 56.1625 | 46.8122 | 26.1353 | 16.5686 | 189.6295 | 43.9509 | CALGARY | ALBERTA | 128.3051 | 0 | 0 | 128.3051 | 12.1606 | 0 | 0 | 12.1606 | 0 | 0.047672 | 0 | 0 | 0.58465 | 0.057058 | 0.00044918 | 0.18032 | 0.063105 | 0.039049 | 0 | 0.00373 | 0.58465 | 0.19323 | 56.8882 | 0 | Electricity | 33.3 | 0.757 | [5 empty] | 0.138 | 0.21 | 1.9 | 1.9 | 2 | Calgary Intl AP | CAN | 64 | 4781 | 51.114 | -114.02 | 7a | 5000 | AB | CAN_AB_Calgary.Intl.AP.718770_CWEC2016.epw | 0 | 4.1429 | 0.014229 | 1514.23 | 0 | 291.1654 | 19.7024 | 0.067667 | 7201.21 | 0.1 | 2021-03-24 15:25:25 +0000 | eef80c06 | 0.2.11 | :adv_dx_units: NECB_Default :analysis_id: 6a87033d-ede6-4783-acf8-880bd0e50e61 :analysis_name: baseline-2021-03-24 :boiler_eff: NECB_Default :btap_batch_version: 1.0.002 :building_type: HighriseApartment :compute_environment: aws_batch :datapoint_id: 507e3b12-b6f6-4608-b48b-d41080b3bc40 :daylighting_type: NECB_Default :dcv_type: NECB_Default :door_construction_cond: NECB_Default :ecm_system_name: NECB_Default :enable_costing: true :epw_file: CAN_AB_Calgary.Intl.AP.718770_CWEC2016.epw :erv_package: NECB_Default :ext_floor_cond: NECB_Default :ext_roof_cond: NECB_Default :ext_wall_cond: NECB_Default :fdwr_set: NECB_Default :fixed_wind_solar_trans: NECB_Default :fixed_window_cond: NECB_Default :furnace_eff: NECB_Default :glass_door_cond: NECB_Default :glass_door_solar_trans: NECB_Default :ground_floor_cond: NECB_Default :ground_roof_cond: NECB_Default :ground_wall_cond: NECB_Default :lights_scale: NECB_Default :lights_type: NECB_Default :overhead_door_cond: NECB_Default :primary_heating_fuel: Electricity :pv_ground_azimuth_angle: NECB_Default :pv_ground_module_description: NECB_Default :pv_ground_tilt_angle: NECB_Default :pv_ground_total_area_pv_panels_m2: NECB_Default :pv_ground_type: NECB_Default :rotation_degrees: NECB_Default :run_annual_simulation: true :s3_bucket: '834599497928' :scale_x: NECB_Default :scale_y: NECB_Default :scale_z: NECB_Default :shw_eff: NECB_Default :skylight_cond: NECB_Default :skylight_solar_trans: NECB_Default :srr_set: NECB_Default :template: NECB2017 | 3.3178e-05 | TRUE | 1154.7469 |  | https://s3.console.aws.amazon.com/s3/buckets/834599497928?region=ca-central-1&prefix=sara.gilani/baseline-2021-03-24/6a87033d-ede6-4783-acf8-880bd0e50e61/output/507e3b12-b6f6-4608-b48b-d41080b3bc40/ | 1.0.002 | 0 | 0 |  | 0 | 0 | tier_1 | 0
514 | 0 |  | NECB_Default | NECB_Default | NECB_Default | NECB_Default | NECB_Default | NECB_Default | NECB_Default | NECB_Default | HighriseApartment | NECB2015 | CAN_AB_Edmonton.Intl.AP.711230_CWEC2016.epw | Electricity | NECB_Default | NECB_Default | NECB_Default | NECB_Default | NECB_Default | NECB_Default | NECB_Default | NECB_Default | NECB_Default | NECB_Default | NECB_Default | NECB_Default | NECB_Default | NECB_Default | NECB_Default | NECB_Default | NECB_Default | NECB_Default | NECB_Default | NECB_Default | NECB_Default | NECB_Default | NECB_Default | NECB_Default | NECB_Default | NECB_Default | NECB_Default | aws_batch | 834599497928 | [5 empty] | baseline-2021-03-24 | 6a87033d-ede6-4783-acf8-880bd0e50e61 | TRUE | TRUE | 3e8c482a-3e78-426e-a25e-e319313e3e2b |  | 7836.48 | 4638.6699 | 32.5 | HighriseApartment |  |  | 5 | HighriseApartment | 10 |  | 10 | NECB2015 | 0.19422 | 23884.0213 | 55.1534 | 47.0678 | 26.4522 | 16.5542 | 183.0277 | 37.8001 | EDMONTON | ALBERTA | 142.0531 | 0 | 0 | 142.0531 | 13.4637 | 0 | 0 | 13.4637 | 0 | 0.040675 | 0 | 0 | 0.64729 | 0.061909 | 0 | 0.2365 | 0.063105 | 0.039275 | 0 | 0.0037466 | 0.64729 | 0.20205 | 67.2976 | 0 | Electricity | 32.5 | 0.757 | [5 empty] | 0.162 | 0.21 | 2.2 | 2.2 | 5 | Edmonton Intl AP | CAN | 23 | 5588 | 53.31 | -113.579 | 7a | 5120 | AB | CAN_AB_Edmonton.Intl.AP.711230_CWEC2016.epw | 0 | 4.332 | 0.014878 | 1583.36 | 0 | 291.1654 | 19.7024 | 0.067667 | 7201.21 | 0.1 | 2021-03-24 15:25:30 +0000 | eef80c06 | 0.2.11 | :adv_dx_units: NECB_Default :analysis_id: 6a87033d-ede6-4783-acf8-880bd0e50e61 :analysis_name: baseline-2021-03-24 :boiler_eff: NECB_Default :btap_batch_version: 1.0.002 :building_type: HighriseApartment :compute_environment: aws_batch :datapoint_id: 3e8c482a-3e78-426e-a25e-e319313e3e2b :daylighting_type: NECB_Default :dcv_type: NECB_Default :door_construction_cond: NECB_Default :ecm_system_name: NECB_Default :enable_costing: true :epw_file: CAN_AB_Edmonton.Intl.AP.711230_CWEC2016.epw :erv_package: NECB_Default :ext_floor_cond: NECB_Default :ext_roof_cond: NECB_Default :ext_wall_cond: NECB_Default :fdwr_set: NECB_Default :fixed_wind_solar_trans: NECB_Default :fixed_window_cond: NECB_Default :furnace_eff: NECB_Default :glass_door_cond: NECB_Default :glass_door_solar_trans: NECB_Default :ground_floor_cond: NECB_Default :ground_roof_cond: NECB_Default :ground_wall_cond: NECB_Default :lights_scale: NECB_Default :lights_type: NECB_Default :overhead_door_cond: NECB_Default :primary_heating_fuel: Electricity :pv_ground_azimuth_angle: NECB_Default :pv_ground_module_description: NECB_Default :pv_ground_tilt_angle: NECB_Default :pv_ground_total_area_pv_panels_m2: NECB_Default :pv_ground_type: NECB_Default :rotation_degrees: NECB_Default :run_annual_simulation: true :s3_bucket: '834599497928' :scale_x: NECB_Default :scale_y: NECB_Default :scale_z: NECB_Default :shw_eff: NECB_Default :skylight_cond: NECB_Default :skylight_solar_trans: NECB_Default :srr_set: NECB_Default :template: NECB2015 | 3.0626e-05 | TRUE | 1212.4793 |  | https://s3.console.aws.amazon.com/s3/buckets/834599497928?region=ca-central-1&prefix=sara.gilani/baseline-2021-03-24/6a87033d-ede6-4783-acf8-880bd0e50e61/output/3e8c482a-3e78-426e-a25e-e319313e3e2b/ | 1.0.002 | 0 | 0 |  | 0 | 0 | tier_1 | 0
515 | 0 |  | NECB_Default | NECB_Default | NECB_Default | NECB_Default | NECB_Default | NECB_Default | NECB_Default | NECB_Default | HighriseApartment | NECB2011 | CAN_ON_Toronto.Pearson.Intl.AP.716240_CWEC2016.epw | NaturalGas | NECB_Default | NECB_Default | NECB_Default | NECB_Default | NECB_Default | NECB_Default | NECB_Default | NECB_Default | NECB_Default | NECB_Default | NECB_Default | NECB_Default | NECB_Default | NECB_Default | NECB_Default | NECB_Default | NECB_Default | NECB_Default | NECB_Default | NECB_Default | NECB_Default | NECB_Default | NECB_Default | NECB_Default | NECB_Default | NECB_Default | NECB_Default | aws_batch | 834599497928 | [5 empty] | baseline-2021-03-24 | 6a87033d-ede6-4783-acf8-880bd0e50e61 | TRUE | TRUE | aff430a9-698e-4fd5-bacf-c07046123f06 |  | 7836.48 | 4638.6699 | 40 | HighriseApartment |  |  | 5 | HighriseApartment | 10 |  | 10 | NECB2011 | 0.19422 | 23884.0213 | 52.1952 | 77.019 | 26.258 | 3.1619 | 199.1858 | 40.5517 | TORONTO | ONTARIO | 1.2184 | 15.9583 | 0 | 17.1767 | 9.7614 | 2.8158 | 0 | 12.5772 | 0 | 0.053089 | 0 | 0 | 0.21936 | 0.06154 | 0 | 0.2241 | 0.063082 | 0.040272 | 0.32292 | 0.001322 | 0.54227 | 0.098813 | 24.1155 | 64.3062 | Natural Gas | 40 | 0.757 | [5 empty] | 0.183 | 0.278 | 2.2 | 2.2 | 5 | Toronto Pearson Intl AP | CAN | 382 | 3615 | 43.677 | -79.631 | 5 | 3890 | ON | CAN_ON_Toronto.Pearson.Intl.AP.716240_CWEC2016.epw | 0 | 0 | 0 | 0 | 774.35 | 128.5028 | 8.3471 | 0.064956 | 3050.86 | 0.1 | 2021-03-24 15:25:42 +0000 | eef80c06 | 0.2.11 | :adv_dx_units: NECB_Default :analysis_id: 6a87033d-ede6-4783-acf8-880bd0e50e61 :analysis_name: baseline-2021-03-24 :boiler_eff: NECB_Default :btap_batch_version: 1.0.002 :building_type: HighriseApartment :compute_environment: aws_batch :datapoint_id: aff430a9-698e-4fd5-bacf-c07046123f06 :daylighting_type: NECB_Default :dcv_type: NECB_Default :door_construction_cond: NECB_Default :ecm_system_name: NECB_Default :enable_costing: true :epw_file: CAN_ON_Toronto.Pearson.Intl.AP.716240_CWEC2016.epw :erv_package: NECB_Default :ext_floor_cond: NECB_Default :ext_roof_cond: NECB_Default :ext_wall_cond: NECB_Default :fdwr_set: NECB_Default :fixed_wind_solar_trans: NECB_Default :fixed_window_cond: NECB_Default :furnace_eff: NECB_Default :glass_door_cond: NECB_Default :glass_door_solar_trans: NECB_Default :ground_floor_cond: NECB_Default :ground_roof_cond: NECB_Default :ground_wall_cond: NECB_Default :lights_scale: NECB_Default :lights_type: NECB_Default :overhead_door_cond: NECB_Default :primary_heating_fuel: NaturalGas :pv_ground_azimuth_angle: NECB_Default :pv_ground_module_description: NECB_Default :pv_ground_tilt_angle: NECB_Default :pv_ground_total_area_pv_panels_m2: NECB_Default :pv_ground_type: NECB_Default :rotation_degrees: NECB_Default :run_annual_simulation: true :s3_bucket: '834599497928' :scale_x: NECB_Default :scale_y: NECB_Default :scale_z: NECB_Default :shw_eff: NECB_Default :skylight_cond: NECB_Default :skylight_solar_trans: NECB_Default :srr_set: NECB_Default :template: NECB2011 | 5.1043e-05 | TRUE | 1215.0811 |  | https://s3.console.aws.amazon.com/s3/buckets/834599497928?region=ca-central-1&prefix=sara.gilani/baseline-2021-03-24/6a87033d-ede6-4783-acf8-880bd0e50e61/output/aff430a9-698e-4fd5-bacf-c07046123f06/ | 1.0.002 | 0 | 0 |  | 0 | 0 | tier_1 | 0
516 | 0 |  | NECB_Default | NECB_Default | NECB_Default | NECB_Default | NECB_Default | NECB_Default | NECB_Default | NECB_Default | HighriseApartment | NECB2011 | CAN_NS_Halifax.Dockyard.713280_CWEC2016.epw | NaturalGas | NECB_Default | NECB_Default | NECB_Default | NECB_Default | NECB_Default | NECB_Default | NECB_Default | NECB_Default | NECB_Default | NECB_Default | NECB_Default | NECB_Default | NECB_Default | NECB_Default | NECB_Default | NECB_Default | NECB_Default | NECB_Default | NECB_Default | NECB_Default | NECB_Default | NECB_Default | NECB_Default | NECB_Default | NECB_Default | NECB_Default | NECB_Default | aws_batch | 834599497928 | [5 empty] | baseline-2021-03-24 | 6a87033d-ede6-4783-acf8-880bd0e50e61 | TRUE | TRUE | 73a7ef2b-b202-41c0-955d-708bfa257482 |  | 7836.48 | 4638.6699 | 40 | HighriseApartment |  |  | 5 | HighriseApartment | 10 |  | 10 | NECB2011 | 0.19422 | 23884.0213 | 46.2671 | 66.1191 | 23.5356 | 3.0265 | 175.0333 | 36.085 | HALIFAX | NOVA SCOTIA | 39.9286 | 15.8609 | 0 | 55.7896 | 7.8307 | 4.0035 | 0 | 11.8342 | 0 | 0.037807 | 0 | 0 | 0.1969 | 0.054364 | 0 | 0.21828 | 0.063082 | 0.040272 | 0.31875 | 0.001331 | 0.51565 | 0.10047 | 18.1004 | 50.9498 | Natural Gas | 40 | 0.757 | [5 empty] | 0.183 | 0.247 | 2.2 | 2.2 | 5 | Halifax Dockyard | CAN | 112 | 3647 | 44.655 | -63.577 | 6 | 4000 | NS | CAN_NS_Halifax.Dockyard.713280_CWEC2016.epw | 0 | 0 | 0 | 0 | 787.3 | 128.5028 | 8.3471 | 0.064956 | 3050.86 | 0.1 | 2021-03-24 15:26:10 +0000 | eef80c06 | 0.2.11 | :adv_dx_units: NECB_Default :analysis_id: 6a87033d-ede6-4783-acf8-880bd0e50e61 :analysis_name: baseline-2021-03-24 :boiler_eff: NECB_Default :btap_batch_version: 1.0.002 :building_type: HighriseApartment :compute_environment: aws_batch :datapoint_id: 73a7ef2b-b202-41c0-955d-708bfa257482 :daylighting_type: NECB_Default :dcv_type: NECB_Default :door_construction_cond: NECB_Default :ecm_system_name: NECB_Default :enable_costing: true :epw_file: CAN_NS_Halifax.Dockyard.713280_CWEC2016.epw :erv_package: NECB_Default :ext_floor_cond: NECB_Default :ext_roof_cond: NECB_Default :ext_wall_cond: NECB_Default :fdwr_set: NECB_Default :fixed_wind_solar_trans: NECB_Default :fixed_window_cond: NECB_Default :furnace_eff: NECB_Default :glass_door_cond: NECB_Default :glass_door_solar_trans: NECB_Default :ground_floor_cond: NECB_Default :ground_roof_cond: NECB_Default :ground_wall_cond: NECB_Default :lights_scale: NECB_Default :lights_type: NECB_Default :overhead_door_cond: NECB_Default :primary_heating_fuel: NaturalGas :pv_ground_azimuth_angle: NECB_Default :pv_ground_module_description: NECB_Default :pv_ground_tilt_angle: NECB_Default :pv_ground_total_area_pv_panels_m2: NECB_Default :pv_ground_type: NECB_Default :rotation_degrees: NECB_Default :run_annual_simulation: true :s3_bucket: '834599497928' :scale_x: NECB_Default :scale_y: NECB_Default :scale_z: NECB_Default :shw_eff: NECB_Default :skylight_cond: NECB_Default :skylight_solar_trans: NECB_Default :srr_set: NECB_Default :template: NECB2011 | 4.7215e-05 | TRUE | 1274.7466 |  | https://s3.console.aws.amazon.com/s3/buckets/834599497928?region=ca-central-1&prefix=sara.gilani/baseline-2021-03-24/6a87033d-ede6-4783-acf8-880bd0e50e61/output/73a7ef2b-b202-41c0-955d-708bfa257482/ | 1.0.002 | 0 | 0 |  | 0 | 0 | tier_1 | 0
517 | 0 |  | NECB_Default | NECB_Default | NECB_Default | NECB_Default | NECB_Default | NECB_Default | NECB_Default | NECB_Default | HighriseApartment | NECB2015 | CAN_ON_Toronto.Pearson.Intl.AP.716240_CWEC2016.epw | Electricity | NECB_Default | NECB_Default | NECB_Default | NECB_Default | NECB_Default | NECB_Default | NECB_Default | NECB_Default | NECB_Default | NECB_Default | NECB_Default | NECB_Default | NECB_Default | NECB_Default | NECB_Default | NECB_Default | NECB_Default | NECB_Default | NECB_Default | NECB_Default | NECB_Default | NECB_Default | NECB_Default | NECB_Default | NECB_Default | NECB_Default | NECB_Default | aws_batch | 834599497928 | [5 empty] | baseline-2021-03-24 | 6a87033d-ede6-4783-acf8-880bd0e50e61 | TRUE | TRUE | 2dc39ee8-a4d6-4111-9453-36010fa004d4 |  | 7836.48 | 4638.6699 | 40 | HighriseApartment |  |  | 5 | HighriseApartment | 10 |  | 10 | NECB2015 | 0.19422 | 23884.0213 | 52.1952 | 50.9002 | 26.258 | 16.5616 | 185.095 | 39.1801 | TORONTO | ONTARIO | 3.2115 | 0 | 0 | 3.2115 | 25.73 | 0 | 0 | 25.73 | 0 | 0.065481 | 0 | 0 | 0.5782 | 0.062689 | 0 | 0.16622 | 0.063105 | 0.039275 | 0 | 0.0037734 | 0.5782 | 0.17762 | 67.683 | 0 | Electricity | 40 | 0.757 | [5 empty] | 0.183 | 0.278 | 2.2 | 2.2 | 5 | Toronto Pearson Intl AP | CAN | 382 | 3615 | 43.677 | -79.631 | 5 | 3890 | ON | CAN_ON_Toronto.Pearson.Intl.AP.716240_CWEC2016.epw | 0 | 3.8082 | 0.013079 | 1391.89 | 0 | 291.1654 | 19.7024 | 0.067667 | 7201.21 | 0.1 | 2021-03-24 15:25:46 +0000 | eef80c06 | 0.2.11 | :adv_dx_units: NECB_Default :analysis_id: 6a87033d-ede6-4783-acf8-880bd0e50e61 :analysis_name: baseline-2021-03-24 :boiler_eff: NECB_Default :btap_batch_version: 1.0.002 :building_type: HighriseApartment :compute_environment: aws_batch :datapoint_id: 2dc39ee8-a4d6-4111-9453-36010fa004d4 :daylighting_type: NECB_Default :dcv_type: NECB_Default :door_construction_cond: NECB_Default :ecm_system_name: NECB_Default :enable_costing: true :epw_file: CAN_ON_Toronto.Pearson.Intl.AP.716240_CWEC2016.epw :erv_package: NECB_Default :ext_floor_cond: NECB_Default :ext_roof_cond: NECB_Default :ext_wall_cond: NECB_Default :fdwr_set: NECB_Default :fixed_wind_solar_trans: NECB_Default :fixed_window_cond: NECB_Default :furnace_eff: NECB_Default :glass_door_cond: NECB_Default :glass_door_solar_trans: NECB_Default :ground_floor_cond: NECB_Default :ground_roof_cond: NECB_Default :ground_wall_cond: NECB_Default :lights_scale: NECB_Default :lights_type: NECB_Default :overhead_door_cond: NECB_Default :primary_heating_fuel: Electricity :pv_ground_azimuth_angle: NECB_Default :pv_ground_module_description: NECB_Default :pv_ground_tilt_angle: NECB_Default :pv_ground_total_area_pv_panels_m2: NECB_Default :pv_ground_type: NECB_Default :rotation_degrees: NECB_Default :run_annual_simulation: true :s3_bucket: '834599497928' :scale_x: NECB_Default :scale_y: NECB_Default :scale_z: NECB_Default :shw_eff: NECB_Default :skylight_cond: NECB_Default :skylight_solar_trans: NECB_Default :srr_set: NECB_Default :template: NECB2015 | 4.4663e-05 | TRUE | 1211.9671 |  | https://s3.console.aws.amazon.com/s3/buckets/834599497928?region=ca-central-1&prefix=sara.gilani/baseline-2021-03-24/6a87033d-ede6-4783-acf8-880bd0e50e61/output/2dc39ee8-a4d6-4111-9453-36010fa004d4/ | 1.0.002 | 0 | 0 |  | 0 | 0 | tier_1 | 0
518 | 0 |  | NECB_Default | NECB_Default | NECB_Default | NECB_Default | NECB_Default | NECB_Default | NECB_Default | NECB_Default | HighriseApartment | NECB2015 | CAN_NS_Halifax.Dockyard.713280_CWEC2016.epw | Electricity | NECB_Default | NECB_Default | NECB_Default | NECB_Default | NECB_Default | NECB_Default | NECB_Default | NECB_Default | NECB_Default | NECB_Default | NECB_Default | NECB_Default | NECB_Default | NECB_Default | NECB_Default | NECB_Default | NECB_Default | NECB_Default | NECB_Default | NECB_Default | NECB_Default | NECB_Default | NECB_Default | NECB_Default | NECB_Default | NECB_Default | NECB_Default | aws_batch | 834599497928 | [5 empty] | baseline-2021-03-24 | 6a87033d-ede6-4783-acf8-880bd0e50e61 | TRUE | TRUE | b9dcbda1-ebcb-4918-b126-32d11bcb560f |  | 7836.48 | 4638.6699 | 40 | HighriseApartment |  |  | 5 | HighriseApartment | 10 |  | 10 | NECB2015 | 0.19422 | 23884.0213 | 46.2671 | 43.4317 | 23.5356 | 16.4164 | 163.8023 | 34.1515 | HALIFAX | NOVA SCOTIA | 112.3631 | 0 | 0 | 112.3631 | 22.0365 | 0 | 0 | 22.0365 | 0 | 0.048402 | 0 | 0 | 0.5541 | 0.055849 | 0 | 0.16295 | 0.063105 | 0.039275 | 0 | 0.003767 | 0.5541 | 0.1807 | 57.5326 | 0 | Electricity | 40 | 0.757 | [5 empty] | 0.183 | 0.247 | 2.2 | 2.2 | 5 | Halifax Dockyard | CAN | 112 | 3647 | 44.655 | -63.577 | 6 | 4000 | NS | CAN_NS_Halifax.Dockyard.713280_CWEC2016.epw | 0 | 3.8744 | 0.013306 | 1416.09 | 0 | 291.1654 | 19.7024 | 0.067667 | 7201.21 | 0.1 | 2021-03-24 15:26:17 +0000 | eef80c06 | 0.2.11 | :adv_dx_units: NECB_Default :analysis_id: 6a87033d-ede6-4783-acf8-880bd0e50e61 :analysis_name: baseline-2021-03-24 :boiler_eff: NECB_Default :btap_batch_version: 1.0.002 :building_type: HighriseApartment :compute_environment: aws_batch :datapoint_id: b9dcbda1-ebcb-4918-b126-32d11bcb560f :daylighting_type: NECB_Default :dcv_type: NECB_Default :door_construction_cond: NECB_Default :ecm_system_name: NECB_Default :enable_costing: true :epw_file: CAN_NS_Halifax.Dockyard.713280_CWEC2016.epw :erv_package: NECB_Default :ext_floor_cond: NECB_Default :ext_roof_cond: NECB_Default :ext_wall_cond: NECB_Default :fdwr_set: NECB_Default :fixed_wind_solar_trans: NECB_Default :fixed_window_cond: NECB_Default :furnace_eff: NECB_Default :glass_door_cond: NECB_Default :glass_door_solar_trans: NECB_Default :ground_floor_cond: NECB_Default :ground_roof_cond: NECB_Default :ground_wall_cond: NECB_Default :lights_scale: NECB_Default :lights_type: NECB_Default :overhead_door_cond: NECB_Default :primary_heating_fuel: Electricity :pv_ground_azimuth_angle: NECB_Default :pv_ground_module_description: NECB_Default :pv_ground_tilt_angle: NECB_Default :pv_ground_total_area_pv_panels_m2: NECB_Default :pv_ground_type: NECB_Default :rotation_degrees: NECB_Default :run_annual_simulation: true :s3_bucket: '834599497928' :scale_x: NECB_Default :scale_y: NECB_Default :scale_z: NECB_Default :shw_eff: NECB_Default :skylight_cond: NECB_Default :skylight_solar_trans: NECB_Default :srr_set: NECB_Default :template: NECB2015 | 3.9559e-05 | TRUE | 1213.5308 |  | https://s3.console.aws.amazon.com/s3/buckets/834599497928?region=ca-central-1&prefix=sara.gilani/baseline-2021-03-24/6a87033d-ede6-4783-acf8-880bd0e50e61/output/b9dcbda1-ebcb-4918-b126-32d11bcb560f/ | 1.0.002 | 0 | 0 |  | 0 | 0 | tier_1 | 0
519 | 0 |  | NECB_Default | NECB_Default | NECB_Default | NECB_Default | NECB_Default | NECB_Default | NECB_Default | NECB_Default | HighriseApartment | NECB2015 | CAN_BC_Vancouver.Intl.AP.718920_CWEC2016.epw | Electricity | NECB_Default | NECB_Default | NECB_Default | NECB_Default | NECB_Default | NECB_Default | NECB_Default | NECB_Default | NECB_Default | NECB_Default | NECB_Default | NECB_Default | NECB_Default | NECB_Default | NECB_Default | NECB_Default | NECB_Default | NECB_Default | NECB_Default | NECB_Default | NECB_Default | NECB_Default | NECB_Default | NECB_Default | NECB_Default | NECB_Default | NECB_Default | aws_batch | 834599497928 | [5 empty] | baseline-2021-03-24 | 6a87033d-ede6-4783-acf8-880bd0e50e61 | TRUE | TRUE | 922ae33d-a843-41cd-bf40-ac85664a331d |  | 7836.48 | 4638.6699 | 40 | HighriseApartment |  |  | 5 | HighriseApartment | 10 |  | 10 | NECB2015 | 0.19422 | 23884.0213 | 49.8459 | 42.7121 | 23.6488 | 16.5272 | 166.948 | 34.2141 | VANCOUVER | BRITISH COLUMBIA | 1.4533 | 0 | 0 | 1.4533 | 14.513 | 0 | 0 | 14.513 | 0 | 0.04808 | 0 | 0 | 0.51283 | 0.058114 | 0 | 0.12803 | 0.063105 | 0.039275 | 0 | 0.0037466 | 0.51283 | 0.17243 | 44.6805 | 0 | Electricity | 40 | 0.757 | [5 empty] | 0.227 | 0.315 | 2.4 | 2.4 | 5 | Vancouver Intl AP | CAN | 42 | 2797 | 49.195 | -123.184 | 4 | 2800 | BC | CAN_BC_Vancouver.Intl.AP.718920_CWEC2016.epw | 0 | 3.697 | 0.012697 | 1351.27 | 0 | 291.1654 | 19.7024 | 0.067667 | 7201.21 | 0.1 | 2021-03-24 15:25:22 +0000 | eef80c06 | 0.2.11 | :adv_dx_units: NECB_Default :analysis_id: 6a87033d-ede6-4783-acf8-880bd0e50e61 :analysis_name: baseline-2021-03-24 :boiler_eff: NECB_Default :btap_batch_version: 1.0.002 :building_type: HighriseApartment :compute_environment: aws_batch :datapoint_id: 922ae33d-a843-41cd-bf40-ac85664a331d :daylighting_type: NECB_Default :dcv_type: NECB_Default :door_construction_cond: NECB_Default :ecm_system_name: NECB_Default :enable_costing: true :epw_file: CAN_BC_Vancouver.Intl.AP.718920_CWEC2016.epw :erv_package: NECB_Default :ext_floor_cond: NECB_Default :ext_roof_cond: NECB_Default :ext_wall_cond: NECB_Default :fdwr_set: NECB_Default :fixed_wind_solar_trans: NECB_Default :fixed_window_cond: NECB_Default :furnace_eff: NECB_Default :glass_door_cond: NECB_Default :glass_door_solar_trans: NECB_Default :ground_floor_cond: NECB_Default :ground_roof_cond: NECB_Default :ground_wall_cond: NECB_Default :lights_scale: NECB_Default :lights_type: NECB_Default :overhead_door_cond: NECB_Default :primary_heating_fuel: Electricity :pv_ground_azimuth_angle: NECB_Default :pv_ground_module_description: NECB_Default :pv_ground_tilt_angle: NECB_Default :pv_ground_total_area_pv_panels_m2: NECB_Default :pv_ground_type: NECB_Default :rotation_degrees: NECB_Default :run_annual_simulation: true :s3_bucket: '834599497928' :scale_x: NECB_Default :scale_y: NECB_Default :scale_z: NECB_Default :shw_eff: NECB_Default :skylight_cond: NECB_Default :skylight_solar_trans: NECB_Default :srr_set: NECB_Default :template: NECB2015 | 3.9559e-05 | TRUE | 1213.3071 |  | https://s3.console.aws.amazon.com/s3/buckets/834599497928?region=ca-central-1&prefix=sara.gilani/baseline-2021-03-24/6a87033d-ede6-4783-acf8-880bd0e50e61/output/922ae33d-a843-41cd-bf40-ac85664a331d/ | 1.0.002 | 0 | 0 |  | 0 | 0 | tier_1 | 0
520 | 0 |  | NECB_Default | NECB_Default | NECB_Default | NECB_Default | NECB_Default | NECB_Default | NECB_Default | NECB_Default | HighriseApartment | NECB2011 | CAN_YT_Whitehorse.Intl.AP.719640_CWEC2016.epw | NaturalGas | NECB_Default | NECB_Default | NECB_Default | NECB_Default | NECB_Default | NECB_Default | NECB_Default | NECB_Default | NECB_Default | NECB_Default | NECB_Default | NECB_Default | NECB_Default | NECB_Default | NECB_Default | NECB_Default | NECB_Default | NECB_Default | NECB_Default | NECB_Default | NECB_Default | NECB_Default | NECB_Default | NECB_Default | NECB_Default | NECB_Default | NECB_Default | aws_batch | 834599497928 | [5 empty] | baseline-2021-03-24 | 6a87033d-ede6-4783-acf8-880bd0e50e61 | TRUE | TRUE | e17379c9-917f-48e0-82bb-452dfddfc65c |  | 7836.48 | 4638.6699 | 22.8 | HighriseApartment |  |  | 5 | HighriseApartment | 10 |  | 10 | NECB2011 | 0.19422 | 23884.0213 | 52.9557 | 63.1891 | 23.1801 | 2.9857 | 183.1094 | 40.7988 | WHITEHORSE | YUKON | 2.7756 | 23.7163 | 0 | 26.4919 | 6.3564 | 4.3229 | 0 | 10.6793 | 0 | 0.01739 | 0 | 0 | 0.17845 | 0.05622 | 1.2761e-05 | 0.36046 | 0.063082 | 0.040272 | 0.47661 | 0.0014496 | 0.65506 | 0.11615 | 18.2618 | 57.6102 | Natural Gas | 22.8 | 0.757 | [5 empty] | 0.162 | 0.21 | 2.2 | 2.2 | 5 | Whitehorse Intl AP | CAN | 5 | 6491 | 60.709 | -135.069 | 7b | 6580 | YT | CAN_YT_Whitehorse.Intl.AP.719640_CWEC2016.epw | 0 | 0 | 0 | 0 | 910.19 | 128.5028 | 8.3471 | 0.064956 | 3050.86 | 0.1 | 2021-03-24 15:26:16 +0000 | eef80c06 | 0.2.11 | :adv_dx_units: NECB_Default :analysis_id: 6a87033d-ede6-4783-acf8-880bd0e50e61 :analysis_name: baseline-2021-03-24 :boiler_eff: NECB_Default :btap_batch_version: 1.0.002 :building_type: HighriseApartment :compute_environment: aws_batch :datapoint_id: e17379c9-917f-48e0-82bb-452dfddfc65c :daylighting_type: NECB_Default :dcv_type: NECB_Default :door_construction_cond: NECB_Default :ecm_system_name: NECB_Default :enable_costing: true :epw_file: CAN_YT_Whitehorse.Intl.AP.719640_CWEC2016.epw :erv_package: NECB_Default :ext_floor_cond: NECB_Default :ext_roof_cond: NECB_Default :ext_wall_cond: NECB_Default :fdwr_set: NECB_Default :fixed_wind_solar_trans: NECB_Default :fixed_window_cond: NECB_Default :furnace_eff: NECB_Default :glass_door_cond: NECB_Default :glass_door_solar_trans: NECB_Default :ground_floor_cond: NECB_Default :ground_roof_cond: NECB_Default :ground_wall_cond: NECB_Default :lights_scale: NECB_Default :lights_type: NECB_Default :overhead_door_cond: NECB_Default :primary_heating_fuel: NaturalGas :pv_ground_azimuth_angle: NECB_Default :pv_ground_module_description: NECB_Default :pv_ground_tilt_angle: NECB_Default :pv_ground_total_area_pv_panels_m2: NECB_Default :pv_ground_type: NECB_Default :rotation_degrees: NECB_Default :run_annual_simulation: true :s3_bucket: '834599497928' :scale_x: NECB_Default :scale_y: NECB_Default :scale_z: NECB_Default :shw_eff: NECB_Default :skylight_cond: NECB_Default :skylight_solar_trans: NECB_Default :srr_set: NECB_Default :template: NECB2011 | 2.4246e-05 | TRUE | 1214.7926 |  | https://s3.console.aws.amazon.com/s3/buckets/834599497928?region=ca-central-1&prefix=sara.gilani/baseline-2021-03-24/6a87033d-ede6-4783-acf8-880bd0e50e61/output/e17379c9-917f-48e0-82bb-452dfddfc65c/ | 1.0.002 | 0 | 0 |  | 0 | 0 | tier_1 | 0
521 | 0 |  | NECB_Default | NECB_Default | NECB_Default | NECB_Default | NECB_Default | NECB_Default | NECB_Default | NECB_Default | HighriseApartment | NECB2015 | CAN_QC_Montreal-Trudeau.Intl.AP.716270_CWEC2016.epw | NaturalGas | NECB_Default | NECB_Default | NECB_Default | NECB_Default | NECB_Default | NECB_Default | NECB_Default | NECB_Default | NECB_Default | NECB_Default | NECB_Default | NECB_Default | NECB_Default | NECB_Default | NECB_Default | NECB_Default | NECB_Default | NECB_Default | NECB_Default | NECB_Default | NECB_Default | NECB_Default | NECB_Default | NECB_Default | NECB_Default | NECB_Default | NECB_Default | aws_batch | 834599497928 | [5 empty] | baseline-2021-03-24 | 6a87033d-ede6-4783-acf8-880bd0e50e61 | TRUE | TRUE | 06695a08-5bb7-4218-a7c6-c1be5a93d3d3 |  | 7836.48 | 4638.6699 | 37.3 | HighriseApartment |  |  | 5 | HighriseApartment | 10 |  | 10 | NECB2015 | 0.19422 | 23884.0213 | 51.2278 | 77.0754 | 24.3576 | 4.725 | 199.639 | 42.2531 | MONTREAL | QUEBEC | 0.088505 | 25.3293 | 0 | 25.4178 | 5.6368 | 6.6348 | 0 | 12.2716 | 0 | 0.059635 | 0 | 0 | 0.22775 | 0.061436 | 0 | 0.27567 | 0.063105 | 0.039275 | 0.51274 | 0.0042583 | 0.74049 | 0.23707 | 23.6327 | 69.0095 | Natural Gas | 37.3 | 0.757 | [5 empty] | 0.183 | 0.247 | 2.2 | 2.2 | 5 | Montreal-Trudeau Intl AP | CAN | 323 | 4090 | 45.471 | -73.741 | 6 | 4400 | QC | CAN_QC_Montreal-Trudeau.Intl.AP.716270_CWEC2016.epw | 0 | 0 | 0 | 0 | 1857.79 | 291.1654 | 19.7024 | 0.067667 | 7201.21 | 0.1 | 2021-03-24 15:25:29 +0000 | eef80c06 | 0.2.11 | :adv_dx_units: NECB_Default :analysis_id: 6a87033d-ede6-4783-acf8-880bd0e50e61 :analysis_name: baseline-2021-03-24 :boiler_eff: NECB_Default :btap_batch_version: 1.0.002 :building_type: HighriseApartment :compute_environment: aws_batch :datapoint_id: 06695a08-5bb7-4218-a7c6-c1be5a93d3d3 :daylighting_type: NECB_Default :dcv_type: NECB_Default :door_construction_cond: NECB_Default :ecm_system_name: NECB_Default :enable_costing: true :epw_file: CAN_QC_Montreal-Trudeau.Intl.AP.716270_CWEC2016.epw :erv_package: NECB_Default :ext_floor_cond: NECB_Default :ext_roof_cond: NECB_Default :ext_wall_cond: NECB_Default :fdwr_set: NECB_Default :fixed_wind_solar_trans: NECB_Default :fixed_window_cond: NECB_Default :furnace_eff: NECB_Default :glass_door_cond: NECB_Default :glass_door_solar_trans: NECB_Default :ground_floor_cond: NECB_Default :ground_roof_cond: NECB_Default :ground_wall_cond: NECB_Default :lights_scale: NECB_Default :lights_type: NECB_Default :overhead_door_cond: NECB_Default :primary_heating_fuel: NaturalGas :pv_ground_azimuth_angle: NECB_Default :pv_ground_module_description: NECB_Default :pv_ground_tilt_angle: NECB_Default :pv_ground_total_area_pv_panels_m2: NECB_Default :pv_ground_type: NECB_Default :rotation_degrees: NECB_Default :run_annual_simulation: true :s3_bucket: '834599497928' :scale_x: NECB_Default :scale_y: NECB_Default :scale_z: NECB_Default :shw_eff: NECB_Default :skylight_cond: NECB_Default :skylight_solar_trans: NECB_Default :srr_set: NECB_Default :template: NECB2015 | 3.9559e-05 | TRUE | 1214.6975 |  | https://s3.console.aws.amazon.com/s3/buckets/834599497928?region=ca-central-1&prefix=sara.gilani/baseline-2021-03-24/6a87033d-ede6-4783-acf8-880bd0e50e61/output/06695a08-5bb7-4218-a7c6-c1be5a93d3d3/ | 1.0.002 | 0 | 0 |  | 0 | 0 | tier_1 | 0
522 | 0 |  | NECB_Default | NECB_Default | NECB_Default | NECB_Default | NECB_Default | NECB_Default | NECB_Default | NECB_Default | SmallHotel | NECB2011 | CAN_BC_Vancouver.Intl.AP.718920_CWEC2016.epw | NaturalGas | NECB_Default | NECB_Default | NECB_Default | NECB_Default | NECB_Default | NECB_Default | NECB_Default | NECB_Default | NECB_Default | NECB_Default | NECB_Default | NECB_Default | NECB_Default | NECB_Default | NECB_Default | NECB_Default | NECB_Default | NECB_Default | NECB_Default | NECB_Default | NECB_Default | NECB_Default | NECB_Default | NECB_Default | NECB_Default | NECB_Default | NECB_Default | aws_batch | 834599497928 | [5 empty] | baseline-2021-03-24 | 6a87033d-ede6-4783-acf8-880bd0e50e61 | TRUE | TRUE | 4b9e8de0-fc2d-4bb4-aa39-b1bd883cd9ce |  | 4013.58 | 2697.9741 | 40 | SmallHotel |  |  | 5 | SmallHotel | 4 |  | 4 | NECB2011 | 0.23215 | 11621.7287 | 66.5993 | 66.4968 | 59.9766 | 6.9775 | 378.891 | 178.8408 | VANCOUVER | BRITISH COLUMBIA | 0.72985 | 25.1586 | 0 | 25.8884 | 7.2883 | 5.6441 | 0 | 12.9324 | 0 | 0.036347 | 0 | 0 | 0.25754 | 0.090097 | 0 | 0.20227 | 0.024402 | 0.098127 | 0.49904 | 0.0084389 | 0.75657 | 0.29676 | 19.1273 | 52.5604 | Natural Gas | 40 | 0.757 | [5 empty] | 0.227 | 0.315 | 2.4 | 2.4 | 5 | Vancouver Intl AP | CAN | 42 | 2797 | 49.195 | -123.184 | 4 | 2800 | BC | CAN_BC_Vancouver.Intl.AP.718920_CWEC2016.epw | 0 | 0 | 0 | 0 | 1191.08 | 160.3432 | 13.2057 | 0.082359 | 4826.69 | 0.1 | 2021-03-24 15:26:41 +0000 | eef80c06 | 0.2.11 | :adv_dx_units: NECB_Default :analysis_id: 6a87033d-ede6-4783-acf8-880bd0e50e61 :analysis_name: baseline-2021-03-24 :boiler_eff: NECB_Default :btap_batch_version: 1.0.002 :building_type: SmallHotel :compute_environment: aws_batch :datapoint_id: 4b9e8de0-fc2d-4bb4-aa39-b1bd883cd9ce :daylighting_type: NECB_Default :dcv_type: NECB_Default :door_construction_cond: NECB_Default :ecm_system_name: NECB_Default :enable_costing: true :epw_file: CAN_BC_Vancouver.Intl.AP.718920_CWEC2016.epw :erv_package: NECB_Default :ext_floor_cond: NECB_Default :ext_roof_cond: NECB_Default :ext_wall_cond: NECB_Default :fdwr_set: NECB_Default :fixed_wind_solar_trans: NECB_Default :fixed_window_cond: NECB_Default :furnace_eff: NECB_Default :glass_door_cond: NECB_Default :glass_door_solar_trans: NECB_Default :ground_floor_cond: NECB_Default :ground_roof_cond: NECB_Default :ground_wall_cond: NECB_Default :lights_scale: NECB_Default :lights_type: NECB_Default :overhead_door_cond: NECB_Default :primary_heating_fuel: NaturalGas :pv_ground_azimuth_angle: NECB_Default :pv_ground_module_description: NECB_Default :pv_ground_tilt_angle: NECB_Default :pv_ground_total_area_pv_panels_m2: NECB_Default :pv_ground_type: NECB_Default :rotation_degrees: NECB_Default :run_annual_simulation: true :s3_bucket: '834599497928' :scale_x: NECB_Default :scale_y: NECB_Default :scale_z: NECB_Default :shw_eff: NECB_Default :skylight_cond: NECB_Default :skylight_solar_trans: NECB_Default :srr_set: NECB_Default :template: NECB2011 | 0.00012458 | TRUE | 1774.9655 |  | https://s3.console.aws.amazon.com/s3/buckets/834599497928?region=ca-central-1&prefix=sara.gilani/baseline-2021-03-24/6a87033d-ede6-4783-acf8-880bd0e50e61/output/4b9e8de0-fc2d-4bb4-aa39-b1bd883cd9ce/ | 1.0.002 | 0 | 0 |  | 0 | 0 | tier_1 | 0
523 | 0 |  | NECB_Default | NECB_Default | NECB_Default | NECB_Default | NECB_Default | NECB_Default | NECB_Default | NECB_Default | SmallHotel | NECB2015 | CAN_NS_Halifax.Dockyard.713280_CWEC2016.epw | Electricity | NECB_Default | NECB_Default | NECB_Default | NECB_Default | NECB_Default | NECB_Default | NECB_Default | NECB_Default | NECB_Default | NECB_Default | NECB_Default | NECB_Default | NECB_Default | NECB_Default | NECB_Default | NECB_Default | NECB_Default | NECB_Default | NECB_Default | NECB_Default | NECB_Default | NECB_Default | NECB_Default | NECB_Default | NECB_Default | NECB_Default | NECB_Default | aws_batch | 834599497928 | [5 empty] | baseline-2021-03-24 | 6a87033d-ede6-4783-acf8-880bd0e50e61 | TRUE | TRUE | a1d89193-2646-46d0-a6c1-2a608d791eba |  | 4013.58 | 2697.9741 | 40 | SmallHotel |  |  | 5 | SmallHotel | 4 |  | 4 | NECB2015 | 0.23215 | 11621.7287 | 60.9095 | 42.601 | 34.1325 | 14.8421 | 303.9902 | 151.5052 | HALIFAX | NOVA SCOTIA | 114.8253 | 0 | 0 | 114.8253 | 22.5194 | 0 | 0 | 22.5194 | 0 | 0.030407 | 0 | 0 | 0.56624 | 0.082948 | 0 | 0.19691 | 0.019673 | 0.065495 | 0 | 0.0021203 | 0.56624 | 0.16856 | 68.7803 | 0 | Electricity | 40 | 0.757 | [5 empty] | 0.183 | 0.247 | 2.2 | 2.2 | 5 | Halifax Dockyard | CAN | 112 | 3647 | 44.655 | -63.577 | 6 | 4000 | NS | CAN_NS_Halifax.Dockyard.713280_CWEC2016.epw | 0 | 1.8509 | 0.011549 | 676.51 | 0 | 160.2628 | 9.2987 | 0.058022 | 3398.69 | 0.1 | 2021-03-24 15:26:48 +0000 | eef80c06 | 0.2.11 | :adv_dx_units: NECB_Default :analysis_id: 6a87033d-ede6-4783-acf8-880bd0e50e61 :analysis_name: baseline-2021-03-24 :boiler_eff: NECB_Default :btap_batch_version: 1.0.002 :building_type: SmallHotel :compute_environment: aws_batch :datapoint_id: a1d89193-2646-46d0-a6c1-2a608d791eba :daylighting_type: NECB_Default :dcv_type: NECB_Default :door_construction_cond: NECB_Default :ecm_system_name: NECB_Default :enable_costing: true :epw_file: CAN_NS_Halifax.Dockyard.713280_CWEC2016.epw :erv_package: NECB_Default :ext_floor_cond: NECB_Default :ext_roof_cond: NECB_Default :ext_wall_cond: NECB_Default :fdwr_set: NECB_Default :fixed_wind_solar_trans: NECB_Default :fixed_window_cond: NECB_Default :furnace_eff: NECB_Default :glass_door_cond: NECB_Default :glass_door_solar_trans: NECB_Default :ground_floor_cond: NECB_Default :ground_roof_cond: NECB_Default :ground_wall_cond: NECB_Default :lights_scale: NECB_Default :lights_type: NECB_Default :overhead_door_cond: NECB_Default :primary_heating_fuel: Electricity :pv_ground_azimuth_angle: NECB_Default :pv_ground_module_description: NECB_Default :pv_ground_tilt_angle: NECB_Default :pv_ground_total_area_pv_panels_m2: NECB_Default :pv_ground_type: NECB_Default :rotation_degrees: NECB_Default :run_annual_simulation: true :s3_bucket: '834599497928' :scale_x: NECB_Default :scale_y: NECB_Default :scale_z: NECB_Default :shw_eff: NECB_Default :skylight_cond: NECB_Default :skylight_solar_trans: NECB_Default :srr_set: NECB_Default :template: NECB2015 | 0.00012956 | TRUE | 1776.3527 |  | https://s3.console.aws.amazon.com/s3/buckets/834599497928?region=ca-central-1&prefix=sara.gilani/baseline-2021-03-24/6a87033d-ede6-4783-acf8-880bd0e50e61/output/a1d89193-2646-46d0-a6c1-2a608d791eba/ | 1.0.002 | 0 | 0 |  | 0 | 0 | tier_1 | 0
524 | 0 |  | NECB_Default | NECB_Default | NECB_Default | NECB_Default | NECB_Default | NECB_Default | NECB_Default | NECB_Default | SmallHotel | NECB2011 | CAN_AB_Edmonton.Intl.AP.711230_CWEC2016.epw | Electricity | NECB_Default | NECB_Default | NECB_Default | NECB_Default | NECB_Default | NECB_Default | NECB_Default | NECB_Default | NECB_Default | NECB_Default | NECB_Default | NECB_Default | NECB_Default | NECB_Default | NECB_Default | NECB_Default | NECB_Default | NECB_Default | NECB_Default | NECB_Default | NECB_Default | NECB_Default | NECB_Default | NECB_Default | NECB_Default | NECB_Default | NECB_Default | aws_batch | 834599497928 | [5 empty] | baseline-2021-03-24 | 6a87033d-ede6-4783-acf8-880bd0e50e61 | TRUE | TRUE | 1056865e-1d1b-483e-98d3-e711fe5286ac |  | 4013.58 | 2697.9741 | 32.5 | SmallHotel |  |  | 5 | SmallHotel | 4 |  | 4 | NECB2011 | 0.23215 | 11621.7287 | 69.702 | 46.299 | 66.8802 | 27.9789 | 370.7124 | 159.8522 | EDMONTON | ALBERTA | 184.7809 | 0 | 0 | 184.7809 | 17.5134 | 0 | 0 | 17.5134 | 0 | 0.031406 | 0 | 0 | 0.84199 | 0.094332 | 0 | 0.32389 | 0.024402 | 0.098127 | 0 | 0.0016918 | 0.84199 | 0.26805 | 80.2812 | 0 | Electricity | 32.5 | 0.757 | [5 empty] | 0.162 | 0.21 | 2.2 | 2.2 | 5 | Edmonton Intl AP | CAN | 23 | 5588 | 53.31 | -113.579 | 7a | 5120 | AB | CAN_AB_Edmonton.Intl.AP.711230_CWEC2016.epw | 0 | 2.9435 | 0.018357 | 1075.84 | 0 | 160.3432 | 13.2057 | 0.082359 | 4826.69 | 0.1 | 2021-03-24 15:26:51 +0000 | eef80c06 | 0.2.11 | :adv_dx_units: NECB_Default :analysis_id: 6a87033d-ede6-4783-acf8-880bd0e50e61 :analysis_name: baseline-2021-03-24 :boiler_eff: NECB_Default :btap_batch_version: 1.0.002 :building_type: SmallHotel :compute_environment: aws_batch :datapoint_id: 1056865e-1d1b-483e-98d3-e711fe5286ac :daylighting_type: NECB_Default :dcv_type: NECB_Default :door_construction_cond: NECB_Default :ecm_system_name: NECB_Default :enable_costing: true :epw_file: CAN_AB_Edmonton.Intl.AP.711230_CWEC2016.epw :erv_package: NECB_Default :ext_floor_cond: NECB_Default :ext_roof_cond: NECB_Default :ext_wall_cond: NECB_Default :fdwr_set: NECB_Default :fixed_wind_solar_trans: NECB_Default :fixed_window_cond: NECB_Default :furnace_eff: NECB_Default :glass_door_cond: NECB_Default :glass_door_solar_trans: NECB_Default :ground_floor_cond: NECB_Default :ground_roof_cond: NECB_Default :ground_wall_cond: NECB_Default :lights_scale: NECB_Default :lights_type: NECB_Default :overhead_door_cond: NECB_Default :primary_heating_fuel: Electricity :pv_ground_azimuth_angle: NECB_Default :pv_ground_module_description: NECB_Default :pv_ground_tilt_angle: NECB_Default :pv_ground_total_area_pv_panels_m2: NECB_Default :pv_ground_type: NECB_Default :rotation_degrees: NECB_Default :run_annual_simulation: true :s3_bucket: '834599497928' :scale_x: NECB_Default :scale_y: NECB_Default :scale_z: NECB_Default :shw_eff: NECB_Default :skylight_cond: NECB_Default :skylight_solar_trans: NECB_Default :srr_set: NECB_Default :template: NECB2011 | 9.2187e-05 | TRUE | 1778.456 |  | https://s3.console.aws.amazon.com/s3/buckets/834599497928?region=ca-central-1&prefix=sara.gilani/baseline-2021-03-24/6a87033d-ede6-4783-acf8-880bd0e50e61/output/1056865e-1d1b-483e-98d3-e711fe5286ac/ | 1.0.002 | 0 | 0 |  | 0 | 0 | tier_1 | 0
525 | 0 |  | NECB_Default | NECB_Default | NECB_Default | NECB_Default | NECB_Default | NECB_Default | NECB_Default | NECB_Default | SmallHotel | NECB2015 | CAN_AB_Calgary.Intl.AP.718770_CWEC2016.epw | Electricity | NECB_Default | NECB_Default | NECB_Default | NECB_Default | NECB_Default | NECB_Default | NECB_Default | NECB_Default | NECB_Default | NECB_Default | NECB_Default | NECB_Default | NECB_Default | NECB_Default | NECB_Default | NECB_Default | NECB_Default | NECB_Default | NECB_Default | NECB_Default | NECB_Default | NECB_Default | NECB_Default | NECB_Default | NECB_Default | NECB_Default | NECB_Default | aws_batch | 834599497928 | [5 empty] | baseline-2021-03-24 | 6a87033d-ede6-4783-acf8-880bd0e50e61 | TRUE | TRUE | 69501c6e-88dd-4761-9968-e55c36091009 |  | 4013.58 | 2697.9741 | 33.3 | SmallHotel |  |  | 5 | SmallHotel | 4 |  | 4 | NECB2015 | 0.23215 | 11621.7287 | 69.74 | 47.243 | 37.8203 | 15.0175 | 330.6286 | 160.8079 | CALGARY | ALBERTA | 135.2091 | 0 | 0 | 135.2091 | 12.815 | 0 | 0 | 12.815 | 0 | 0.028262 | 0 | 0 | 0.61611 | 0.089419 | 0 | 0.23127 | 0.019673 | 0.065495 | 0 | 0.0017939 | 0.61611 | 0.18011 | 69.3917 | 0 | Electricity | 33.3 | 0.757 | [5 empty] | 0.162 | 0.21 | 2.2 | 2.2 | 5 | Calgary Intl AP | CAN | 64 | 4781 | 51.114 | -114.02 | 7a | 5000 | AB | CAN_AB_Calgary.Intl.AP.718770_CWEC2016.epw | 0 | 1.9778 | 0.012341 | 722.9 | 0 | 160.2628 | 9.2987 | 0.058022 | 3398.69 | 0.1 | 2021-03-24 15:26:35 +0000 | eef80c06 | 0.2.11 | :adv_dx_units: NECB_Default :analysis_id: 6a87033d-ede6-4783-acf8-880bd0e50e61 :analysis_name: baseline-2021-03-24 :boiler_eff: NECB_Default :btap_batch_version: 1.0.002 :building_type: SmallHotel :compute_environment: aws_batch :datapoint_id: 69501c6e-88dd-4761-9968-e55c36091009 :daylighting_type: NECB_Default :dcv_type: NECB_Default :door_construction_cond: NECB_Default :ecm_system_name: NECB_Default :enable_costing: true :epw_file: CAN_AB_Calgary.Intl.AP.718770_CWEC2016.epw :erv_package: NECB_Default :ext_floor_cond: NECB_Default :ext_roof_cond: NECB_Default :ext_wall_cond: NECB_Default :fdwr_set: NECB_Default :fixed_wind_solar_trans: NECB_Default :fixed_window_cond: NECB_Default :furnace_eff: NECB_Default :glass_door_cond: NECB_Default :glass_door_solar_trans: NECB_Default :ground_floor_cond: NECB_Default :ground_roof_cond: NECB_Default :ground_wall_cond: NECB_Default :lights_scale: NECB_Default :lights_type: NECB_Default :overhead_door_cond: NECB_Default :primary_heating_fuel: Electricity :pv_ground_azimuth_angle: NECB_Default :pv_ground_module_description: NECB_Default :pv_ground_tilt_angle: NECB_Default :pv_ground_total_area_pv_panels_m2: NECB_Default :pv_ground_type: NECB_Default :rotation_degrees: NECB_Default :run_annual_simulation: true :s3_bucket: '834599497928' :scale_x: NECB_Default :scale_y: NECB_Default :scale_z: NECB_Default :shw_eff: NECB_Default :skylight_cond: NECB_Default :skylight_solar_trans: NECB_Default :srr_set: NECB_Default :template: NECB2015 | 8.4712e-05 | TRUE | 1778.8311 |  | https://s3.console.aws.amazon.com/s3/buckets/834599497928?region=ca-central-1&prefix=sara.gilani/baseline-2021-03-24/6a87033d-ede6-4783-acf8-880bd0e50e61/output/69501c6e-88dd-4761-9968-e55c36091009/ | 1.0.002 | 0 | 0 |  | 0 | 0 | tier_1 | 0
526 | 0 |  | NECB_Default | NECB_Default | NECB_Default | NECB_Default | NECB_Default | NECB_Default | NECB_Default | NECB_Default | LargeHotel | NECB2015 | CAN_ON_Toronto.Pearson.Intl.AP.716240_CWEC2016.epw | Electricity | NECB_Default | NECB_Default | NECB_Default | NECB_Default | NECB_Default | NECB_Default | NECB_Default | NECB_Default | NECB_Default | NECB_Default | NECB_Default | NECB_Default | NECB_Default | NECB_Default | NECB_Default | NECB_Default | NECB_Default | NECB_Default | NECB_Default | NECB_Default | NECB_Default | NECB_Default | NECB_Default | NECB_Default | NECB_Default | NECB_Default | NECB_Default | aws_batch | 834599497928 | [5 empty] | baseline-2021-03-24 | 6a87033d-ede6-4783-acf8-880bd0e50e61 | TRUE | TRUE | 18baee5e-5e63-41ba-95d3-0883549995a9 |  | 11345.38 | 6004.6889 | 40 | LargeHotel |  |  | 5 | LargeHotel | 6 |  | 7 | NECB2015 | 0.17066 | 35185.0517 | 59.4743 | 50.7515 | 48.5878 | 7.9876 | 272.8888 | 106.0876 | TORONTO | ONTARIO | 3.432 | 0 | 0 | 3.432 | 27.4969 | 0 | 0 | 27.4969 | 0 | 0.052926 | 0 | 0 | 0.61791 | 0.09056 | 0 | 0.2189 | 0.02416 | 0.10196 | 0 | 0.0075546 | 0.61791 | 0.121 | 72.1695 | 0 | Electricity | 40 | 0.757 |  | 0.379 |  |  |  | 0.183 | 0.278 | 2.2 | 2.2 | 5 | Toronto Pearson Intl AP | CAN | 382 | 3615 | 43.677 | -79.631 | 5 | 3890 | ON | CAN_ON_Toronto.Pearson.Intl.AP.716240_CWEC2016.epw | 0 | 3.7558 | 0.007304 | 1372.75 | 0 | 514.2133 | 19.4879 | 0.037899 | 7122.84 | 0.1 | 2021-03-24 15:26:33 +0000 | eef80c06 | 0.2.11 | :adv_dx_units: NECB_Default :analysis_id: 6a87033d-ede6-4783-acf8-880bd0e50e61 :analysis_name: baseline-2021-03-24 :boiler_eff: NECB_Default :btap_batch_version: 1.0.002 :building_type: LargeHotel :compute_environment: aws_batch :datapoint_id: 18baee5e-5e63-41ba-95d3-0883549995a9 :daylighting_type: NECB_Default :dcv_type: NECB_Default :door_construction_cond: NECB_Default :ecm_system_name: NECB_Default :enable_costing: true :epw_file: CAN_ON_Toronto.Pearson.Intl.AP.716240_CWEC2016.epw :erv_package: NECB_Default :ext_floor_cond: NECB_Default :ext_roof_cond: NECB_Default :ext_wall_cond: NECB_Default :fdwr_set: NECB_Default :fixed_wind_solar_trans: NECB_Default :fixed_window_cond: NECB_Default :furnace_eff: NECB_Default :glass_door_cond: NECB_Default :glass_door_solar_trans: NECB_Default :ground_floor_cond: NECB_Default :ground_roof_cond: NECB_Default :ground_wall_cond: NECB_Default :lights_scale: NECB_Default :lights_type: NECB_Default :overhead_door_cond: NECB_Default :primary_heating_fuel: Electricity :pv_ground_azimuth_angle: NECB_Default :pv_ground_module_description: NECB_Default :pv_ground_tilt_angle: NECB_Default :pv_ground_total_area_pv_panels_m2: NECB_Default :pv_ground_type: NECB_Default :rotation_degrees: NECB_Default :run_annual_simulation: true :s3_bucket: '834599497928' :scale_x: NECB_Default :scale_y: NECB_Default :scale_z: NECB_Default :shw_eff: NECB_Default :skylight_cond: NECB_Default :skylight_solar_trans: NECB_Default :srr_set: NECB_Default :template: NECB2015 | 0.00085145 | TRUE | 1776.524 |  | https://s3.console.aws.amazon.com/s3/buckets/834599497928?region=ca-central-1&prefix=sara.gilani/baseline-2021-03-24/6a87033d-ede6-4783-acf8-880bd0e50e61/output/18baee5e-5e63-41ba-95d3-0883549995a9/ | 1.0.002 | 0 | 0 |  | 0 | 0 | tier_1 | 0
527 | 0 |  | NECB_Default | NECB_Default | NECB_Default | NECB_Default | NECB_Default | NECB_Default | NECB_Default | NECB_Default | SmallHotel | NECB2017 | CAN_NS_Halifax.Dockyard.713280_CWEC2016.epw | NaturalGas | NECB_Default | NECB_Default | NECB_Default | NECB_Default | NECB_Default | NECB_Default | NECB_Default | NECB_Default | NECB_Default | NECB_Default | NECB_Default | NECB_Default | NECB_Default | NECB_Default | NECB_Default | NECB_Default | NECB_Default | NECB_Default | NECB_Default | NECB_Default | NECB_Default | NECB_Default | NECB_Default | NECB_Default | NECB_Default | NECB_Default | NECB_Default | aws_batch | 834599497928 | [5 empty] | baseline-2021-03-24 | 6a87033d-ede6-4783-acf8-880bd0e50e61 | TRUE | TRUE | ba7c0a5a-b221-4e17-8362-4f01a7357bd9 |  | 4013.58 | 2697.9741 | 40 | SmallHotel |  |  | 2 | SmallHotel | 4 |  | 4 | NECB2017 | 0.23215 | 11621.7287 | 63.3008 | 65.7362 | 60.0205 | 6.8865 | 394.2152 | 198.2712 | HALIFAX | NOVA SCOTIA | 48.0451 | 16.3236 | 0 | 64.3687 | 9.4225 | 4.1202 | 0 | 13.5428 | 0 | 0.032016 | 0 | 0 | 0.23693 | 0.076767 | 0.021602 | 0.10016 | 0.019673 | 0.077175 | 0.32804 | 0.00957 | 0.56497 | 0.22789 | 18.1383 | 55.9891 | Natural Gas | 40 | 0.757 | [5 empty] | 0.156 | 0.247 | 1.9 | 1.9 | 2 | Halifax Dockyard | CAN | 112 | 3647 | 44.655 | -63.577 | 6 | 4000 | NS | CAN_NS_Halifax.Dockyard.713280_CWEC2016.epw | 0 | 0 | 0 | 0 | 914.64 | 160.2628 | 9.2987 | 0.058022 | 3398.69 | 0.1 | 2021-03-24 15:26:50 +0000 | eef80c06 | 0.2.11 | :adv_dx_units: NECB_Default :analysis_id: 6a87033d-ede6-4783-acf8-880bd0e50e61 :analysis_name: baseline-2021-03-24 :boiler_eff: NECB_Default :btap_batch_version: 1.0.002 :building_type: SmallHotel :compute_environment: aws_batch :datapoint_id: ba7c0a5a-b221-4e17-8362-4f01a7357bd9 :daylighting_type: NECB_Default :dcv_type: NECB_Default :door_construction_cond: NECB_Default :ecm_system_name: NECB_Default :enable_costing: true :epw_file: CAN_NS_Halifax.Dockyard.713280_CWEC2016.epw :erv_package: NECB_Default :ext_floor_cond: NECB_Default :ext_roof_cond: NECB_Default :ext_wall_cond: NECB_Default :fdwr_set: NECB_Default :fixed_wind_solar_trans: NECB_Default :fixed_window_cond: NECB_Default :furnace_eff: NECB_Default :glass_door_cond: NECB_Default :glass_door_solar_trans: NECB_Default :ground_floor_cond: NECB_Default :ground_roof_cond: NECB_Default :ground_wall_cond: NECB_Default :lights_scale: NECB_Default :lights_type: NECB_Default :overhead_door_cond: NECB_Default :primary_heating_fuel: NaturalGas :pv_ground_azimuth_angle: NECB_Default :pv_ground_module_description: NECB_Default :pv_ground_tilt_angle: NECB_Default :pv_ground_total_area_pv_panels_m2: NECB_Default :pv_ground_type: NECB_Default :rotation_degrees: NECB_Default :run_annual_simulation: true :s3_bucket: '834599497928' :scale_x: NECB_Default :scale_y: NECB_Default :scale_z: NECB_Default :shw_eff: NECB_Default :skylight_cond: NECB_Default :skylight_solar_trans: NECB_Default :srr_set: NECB_Default :template: NECB2017 | 0.00012458 | TRUE | 1779.2292 |  | https://s3.console.aws.amazon.com/s3/buckets/834599497928?region=ca-central-1&prefix=sara.gilani/baseline-2021-03-24/6a87033d-ede6-4783-acf8-880bd0e50e61/output/ba7c0a5a-b221-4e17-8362-4f01a7357bd9/ | 1.0.002 | 0 | 0 |  | 0 | 0 | tier_1 | 0
528 | 0 |  | NECB_Default | NECB_Default | NECB_Default | NECB_Default | NECB_Default | NECB_Default | NECB_Default | NECB_Default | LargeHotel | NECB2015 | CAN_AB_Calgary.Intl.AP.718770_CWEC2016.epw | Electricity | NECB_Default | NECB_Default | NECB_Default | NECB_Default | NECB_Default | NECB_Default | NECB_Default | NECB_Default | NECB_Default | NECB_Default | NECB_Default | NECB_Default | NECB_Default | NECB_Default | NECB_Default | NECB_Default | NECB_Default | NECB_Default | NECB_Default | NECB_Default | NECB_Default | NECB_Default | NECB_Default | NECB_Default | NECB_Default | NECB_Default | NECB_Default | aws_batch | 834599497928 | [5 empty] | baseline-2021-03-24 | 6a87033d-ede6-4783-acf8-880bd0e50e61 | TRUE | TRUE | a5185bb9-2787-4399-8c34-63121ede4aa6 |  | 11345.38 | 6004.6889 | 33.3 | LargeHotel |  |  | 5 | LargeHotel | 6 |  | 7 | NECB2015 | 0.17066 | 35185.0517 | 59.235 | 45.681 | 48.3502 | 7.9894 | 262.1854 | 100.9298 | CALGARY | ALBERTA | 138.9405 | 0 | 0 | 138.9405 | 13.1687 | 0 | 0 | 13.1687 | 0 | 0.031326 | 0 | 0 | 0.63311 | 0.095821 | 0 | 0.24314 | 0.02416 | 0.10196 | 0 | 0.0047975 | 0.63311 | 0.13167 | 69.1976 | 0 | Electricity | 33.3 | 0.757 |  | 0.284 |  |  |  | 0.162 | 0.21 | 2.2 | 2.2 | 5 | Calgary Intl AP | CAN | 64 | 4781 | 51.114 | -114.02 | 7a | 5000 | AB | CAN_AB_Calgary.Intl.AP.718770_CWEC2016.epw | 0 | 4.0871 | 0.0079483 | 1493.85 | 0 | 514.2133 | 19.4879 | 0.037899 | 7122.84 | 0.1 | 2021-03-24 15:27:31 +0000 | eef80c06 | 0.2.11 | :adv_dx_units: NECB_Default :analysis_id: 6a87033d-ede6-4783-acf8-880bd0e50e61 :analysis_name: baseline-2021-03-24 :boiler_eff: NECB_Default :btap_batch_version: 1.0.002 :building_type: LargeHotel :compute_environment: aws_batch :datapoint_id: a5185bb9-2787-4399-8c34-63121ede4aa6 :daylighting_type: NECB_Default :dcv_type: NECB_Default :door_construction_cond: NECB_Default :ecm_system_name: NECB_Default :enable_costing: true :epw_file: CAN_AB_Calgary.Intl.AP.718770_CWEC2016.epw :erv_package: NECB_Default :ext_floor_cond: NECB_Default :ext_roof_cond: NECB_Default :ext_wall_cond: NECB_Default :fdwr_set: NECB_Default :fixed_wind_solar_trans: NECB_Default :fixed_window_cond: NECB_Default :furnace_eff: NECB_Default :glass_door_cond: NECB_Default :glass_door_solar_trans: NECB_Default :ground_floor_cond: NECB_Default :ground_roof_cond: NECB_Default :ground_wall_cond: NECB_Default :lights_scale: NECB_Default :lights_type: NECB_Default :overhead_door_cond: NECB_Default :primary_heating_fuel: Electricity :pv_ground_azimuth_angle: NECB_Default :pv_ground_module_description: NECB_Default :pv_ground_tilt_angle: NECB_Default :pv_ground_total_area_pv_panels_m2: NECB_Default :pv_ground_type: NECB_Default :rotation_degrees: NECB_Default :run_annual_simulation: true :s3_bucket: '834599497928' :scale_x: NECB_Default :scale_y: NECB_Default :scale_z: NECB_Default :shw_eff: NECB_Default :skylight_cond: NECB_Default :skylight_solar_trans: NECB_Default :srr_set: NECB_Default :template: NECB2015 | 0.0002371 | TRUE | 1777.4013 |  | https://s3.console.aws.amazon.com/s3/buckets/834599497928?region=ca-central-1&prefix=sara.gilani/baseline-2021-03-24/6a87033d-ede6-4783-acf8-880bd0e50e61/output/a5185bb9-2787-4399-8c34-63121ede4aa6/ | 1.0.002 | 0 | 0 |  | 0 | 0 | tier_1 | 0
529 | 0 |  | NECB_Default | NECB_Default | NECB_Default | NECB_Default | NECB_Default | NECB_Default | NECB_Default | NECB_Default | LargeHotel | NECB2017 | CAN_QC_Montreal-Trudeau.Intl.AP.716270_CWEC2016.epw | NaturalGas | NECB_Default | NECB_Default | NECB_Default | NECB_Default | NECB_Default | NECB_Default | NECB_Default | NECB_Default | NECB_Default | NECB_Default | NECB_Default | NECB_Default | NECB_Default | NECB_Default | NECB_Default | NECB_Default | NECB_Default | NECB_Default | NECB_Default | NECB_Default | NECB_Default | NECB_Default | NECB_Default | NECB_Default | NECB_Default | NECB_Default | NECB_Default | aws_batch | 834599497928 | [5 empty] | baseline-2021-03-24 | 6a87033d-ede6-4783-acf8-880bd0e50e61 | TRUE | TRUE | 1ebc6175-005d-4e3e-972d-86d8c0ee2d5a |  | 11345.38 | 6004.6889 | 37.3 | LargeHotel |  |  | 2 | LargeHotel | 6 |  | 7 | NECB2017 | 0.17066 | 35185.0517 | 58.7403 | 74.6131 | 62.0482 | 3.8573 | 304.5928 | 105.3338 | MONTREAL | QUEBEC | 0.10583 | 20.058 | 0 | 20.1638 | 6.7404 | 5.254 | 0 | 11.9944 | 0 | 0.046164 | 0 | 0 | 0.27234 | 0.080435 | 0.0076859 | 0.24009 | 0.02416 | 0.10518 | 0.40603 | 0.0079618 | 0.67837 | 0.16594 | 22.6639 | 77.4505 | Natural Gas | 37.3 | 0.757 |  | 0.284 |  |  |  | 0.156 | 0.247 | 1.9 | 1.9 | 2 | Montreal-Trudeau Intl AP | CAN | 323 | 4090 | 45.471 | -73.741 | 6 | 4400 | QC | CAN_QC_Montreal-Trudeau.Intl.AP.716270_CWEC2016.epw | 0 | 0 | 0 | 0 | 1882.7 | 514.2133 | 19.4879 | 0.037899 | 7122.84 | 0.1 | 2021-03-24 15:27:45 +0000 | eef80c06 | 0.2.11 | :adv_dx_units: NECB_Default :analysis_id: 6a87033d-ede6-4783-acf8-880bd0e50e61 :analysis_name: baseline-2021-03-24 :boiler_eff: NECB_Default :btap_batch_version: 1.0.002 :building_type: LargeHotel :compute_environment: aws_batch :datapoint_id: 1ebc6175-005d-4e3e-972d-86d8c0ee2d5a :daylighting_type: NECB_Default :dcv_type: NECB_Default :door_construction_cond: NECB_Default :ecm_system_name: NECB_Default :enable_costing: true :epw_file: CAN_QC_Montreal-Trudeau.Intl.AP.716270_CWEC2016.epw :erv_package: NECB_Default :ext_floor_cond: NECB_Default :ext_roof_cond: NECB_Default :ext_wall_cond: NECB_Default :fdwr_set: NECB_Default :fixed_wind_solar_trans: NECB_Default :fixed_window_cond: NECB_Default :furnace_eff: NECB_Default :glass_door_cond: NECB_Default :glass_door_solar_trans: NECB_Default :ground_floor_cond: NECB_Default :ground_roof_cond: NECB_Default :ground_wall_cond: NECB_Default :lights_scale: NECB_Default :lights_type: NECB_Default :overhead_door_cond: NECB_Default :primary_heating_fuel: NaturalGas :pv_ground_azimuth_angle: NECB_Default :pv_ground_module_description: NECB_Default :pv_ground_tilt_angle: NECB_Default :pv_ground_total_area_pv_panels_m2: NECB_Default :pv_ground_type: NECB_Default :rotation_degrees: NECB_Default :run_annual_simulation: true :s3_bucket: '834599497928' :scale_x: NECB_Default :scale_y: NECB_Default :scale_z: NECB_Default :shw_eff: NECB_Default :skylight_cond: NECB_Default :skylight_solar_trans: NECB_Default :srr_set: NECB_Default :template: NECB2017 | 0.00075361 | TRUE | 1776.8413 |  | https://s3.console.aws.amazon.com/s3/buckets/834599497928?region=ca-central-1&prefix=sara.gilani/baseline-2021-03-24/6a87033d-ede6-4783-acf8-880bd0e50e61/output/1ebc6175-005d-4e3e-972d-86d8c0ee2d5a/ | 1.0.002 | 0 | 0 |  | 0 | 0 | tier_1 | 0
530 | 0 |  | NECB_Default | NECB_Default | NECB_Default | NECB_Default | NECB_Default | NECB_Default | NECB_Default | NECB_Default | LargeHotel | NECB2011 | CAN_NS_Halifax.Dockyard.713280_CWEC2016.epw | Electricity | NECB_Default | NECB_Default | NECB_Default | NECB_Default | NECB_Default | NECB_Default | NECB_Default | NECB_Default | NECB_Default | NECB_Default | NECB_Default | NECB_Default | NECB_Default | NECB_Default | NECB_Default | NECB_Default | NECB_Default | NECB_Default | NECB_Default | NECB_Default | NECB_Default | NECB_Default | NECB_Default | NECB_Default | NECB_Default | NECB_Default | NECB_Default | aws_batch | 834599497928 | [5 empty] | baseline-2021-03-24 | 6a87033d-ede6-4783-acf8-880bd0e50e61 | TRUE | TRUE | 0213667e-2232-4e5e-9399-963c8877e4b1 |  | 11345.38 | 6004.6889 | 40 | LargeHotel |  |  | 5 | LargeHotel | 6 |  | 7 | NECB2011 | 0.17066 | 35185.0517 | 50.3808 | 43.3856 | 59.9738 | 14.4426 | 259.7773 | 91.5945 | HALIFAX | NOVA SCOTIA | 142.4375 | 0 | 0 | 142.4375 | 27.9346 | 0 | 0 | 27.9346 | 0 | 0.042568 | 0 | 0 | 0.70241 | 0.087538 | 0 | 0.23105 | 0.026731 | 0.1363 | 0 | 0.005671 | 0.70241 | 0.17195 | 66.5442 | 0 | Electricity | 40 | 0.757 |  | 0.284 |  |  |  | 0.183 | 0.247 | 2.2 | 2.2 | 5 | Halifax Dockyard | CAN | 112 | 3647 | 44.655 | -63.577 | 6 | 4000 | NS | CAN_NS_Halifax.Dockyard.713280_CWEC2016.epw | 0 | 5.3374 | 0.010376 | 1950.81 | 0 | 514.3909 | 27.1084 | 0.0527 | 9908.12 | 0.1 | 2021-03-24 15:27:10 +0000 | eef80c06 | 0.2.11 | :adv_dx_units: NECB_Default :analysis_id: 6a87033d-ede6-4783-acf8-880bd0e50e61 :analysis_name: baseline-2021-03-24 :boiler_eff: NECB_Default :btap_batch_version: 1.0.002 :building_type: LargeHotel :compute_environment: aws_batch :datapoint_id: 0213667e-2232-4e5e-9399-963c8877e4b1 :daylighting_type: NECB_Default :dcv_type: NECB_Default :door_construction_cond: NECB_Default :ecm_system_name: NECB_Default :enable_costing: true :epw_file: CAN_NS_Halifax.Dockyard.713280_CWEC2016.epw :erv_package: NECB_Default :ext_floor_cond: NECB_Default :ext_roof_cond: NECB_Default :ext_wall_cond: NECB_Default :fdwr_set: NECB_Default :fixed_wind_solar_trans: NECB_Default :fixed_window_cond: NECB_Default :furnace_eff: NECB_Default :glass_door_cond: NECB_Default :glass_door_solar_trans: NECB_Default :ground_floor_cond: NECB_Default :ground_roof_cond: NECB_Default :ground_wall_cond: NECB_Default :lights_scale: NECB_Default :lights_type: NECB_Default :overhead_door_cond: NECB_Default :primary_heating_fuel: Electricity :pv_ground_azimuth_angle: NECB_Default :pv_ground_module_description: NECB_Default :pv_ground_tilt_angle: NECB_Default :pv_ground_total_area_pv_panels_m2: NECB_Default :pv_ground_type: NECB_Default :rotation_degrees: NECB_Default :run_annual_simulation: true :s3_bucket: '834599497928' :scale_x: NECB_Default :scale_y: NECB_Default :scale_z: NECB_Default :shw_eff: NECB_Default :skylight_cond: NECB_Default :skylight_solar_trans: NECB_Default :srr_set: NECB_Default :template: NECB2011 | 0.00060465 | TRUE | 1778.4881 |  | https://s3.console.aws.amazon.com/s3/buckets/834599497928?region=ca-central-1&prefix=sara.gilani/baseline-2021-03-24/6a87033d-ede6-4783-acf8-880bd0e50e61/output/0213667e-2232-4e5e-9399-963c8877e4b1/ | 1.0.002 | 0 | 0 |  | 0 | 0 | tier_1 | 0
531 | 0 |  | NECB_Default | NECB_Default | NECB_Default | NECB_Default | NECB_Default | NECB_Default | NECB_Default | NECB_Default | LargeHotel | NECB2011 | CAN_ON_Toronto.Pearson.Intl.AP.716240_CWEC2016.epw | NaturalGas | NECB_Default | NECB_Default | NECB_Default | NECB_Default | NECB_Default | NECB_Default | NECB_Default | NECB_Default | NECB_Default | NECB_Default | NECB_Default | NECB_Default | NECB_Default | NECB_Default | NECB_Default | NECB_Default | NECB_Default | NECB_Default | NECB_Default | NECB_Default | NECB_Default | NECB_Default | NECB_Default | NECB_Default | NECB_Default | NECB_Default | NECB_Default | aws_batch | 834599497928 | [5 empty] | baseline-2021-03-24 | 6a87033d-ede6-4783-acf8-880bd0e50e61 | TRUE | TRUE | 4c3bc61e-93ac-49fa-ab9c-612d8c6b82b7 |  | 11345.38 | 6004.6889 | 40 | LargeHotel |  |  | 5 | LargeHotel | 6 |  | 7 | NECB2011 | 0.17066 | 35185.0517 | 59.3151 | 75.519 | 66.654 | 3.8891 | 308.9002 | 103.523 | TORONTO | ONTARIO | 1.7922 | 27.0165 | 0 | 28.8087 | 14.3589 | 4.7671 | 0 | 19.1259 | 0 | 0.061093 | 0 | 0 | 0.32267 | 0.09029 | 0 | 0.32917 | 0.026731 | 0.1363 | 0.54668 | 0.0072955 | 0.86935 | 0.21751 | 28.9678 | 79.1888 | Natural Gas | 40 | 0.757 |  | 0.379 |  |  |  | 0.183 | 0.278 | 2.2 | 2.2 | 5 | Toronto Pearson Intl AP | CAN | 382 | 3615 | 43.677 | -79.631 | 5 | 3890 | ON | CAN_ON_Toronto.Pearson.Intl.AP.716240_CWEC2016.epw | 0 | 0 | 0 | 0 | 2467.74 | 514.3909 | 27.1084 | 0.0527 | 9908.12 | 0.1 | 2021-03-24 15:27:25 +0000 | eef80c06 | 0.2.11 | :adv_dx_units: NECB_Default :analysis_id: 6a87033d-ede6-4783-acf8-880bd0e50e61 :analysis_name: baseline-2021-03-24 :boiler_eff: NECB_Default :btap_batch_version: 1.0.002 :building_type: LargeHotel :compute_environment: aws_batch :datapoint_id: 4c3bc61e-93ac-49fa-ab9c-612d8c6b82b7 :daylighting_type: NECB_Default :dcv_type: NECB_Default :door_construction_cond: NECB_Default :ecm_system_name: NECB_Default :enable_costing: true :epw_file: CAN_ON_Toronto.Pearson.Intl.AP.716240_CWEC2016.epw :erv_package: NECB_Default :ext_floor_cond: NECB_Default :ext_roof_cond: NECB_Default :ext_wall_cond: NECB_Default :fdwr_set: NECB_Default :fixed_wind_solar_trans: NECB_Default :fixed_window_cond: NECB_Default :furnace_eff: NECB_Default :glass_door_cond: NECB_Default :glass_door_solar_trans: NECB_Default :ground_floor_cond: NECB_Default :ground_roof_cond: NECB_Default :ground_wall_cond: NECB_Default :lights_scale: NECB_Default :lights_type: NECB_Default :overhead_door_cond: NECB_Default :primary_heating_fuel: NaturalGas :pv_ground_azimuth_angle: NECB_Default :pv_ground_module_description: NECB_Default :pv_ground_tilt_angle: NECB_Default :pv_ground_total_area_pv_panels_m2: NECB_Default :pv_ground_type: NECB_Default :rotation_degrees: NECB_Default :run_annual_simulation: true :s3_bucket: '834599497928' :scale_x: NECB_Default :scale_y: NECB_Default :scale_z: NECB_Default :shw_eff: NECB_Default :skylight_cond: NECB_Default :skylight_solar_trans: NECB_Default :srr_set: NECB_Default :template: NECB2011 | 0.00096779 | TRUE | 1778.1665 |  | https://s3.console.aws.amazon.com/s3/buckets/834599497928?region=ca-central-1&prefix=sara.gilani/baseline-2021-03-24/6a87033d-ede6-4783-acf8-880bd0e50e61/output/4c3bc61e-93ac-49fa-ab9c-612d8c6b82b7/ | 1.0.002 | 0 | 0 |  | 0 | 0 | tier_1 | 0
532 | 0 |  | NECB_Default | NECB_Default | NECB_Default | NECB_Default | NECB_Default | NECB_Default | NECB_Default | NECB_Default | LargeHotel | NECB2015 | CAN_NS_Halifax.Dockyard.713280_CWEC2016.epw | Electricity | NECB_Default | NECB_Default | NECB_Default | NECB_Default | NECB_Default | NECB_Default | NECB_Default | NECB_Default | NECB_Default | NECB_Default | NECB_Default | NECB_Default | NECB_Default | NECB_Default | NECB_Default | NECB_Default | NECB_Default | NECB_Default | NECB_Default | NECB_Default | NECB_Default | NECB_Default | NECB_Default | NECB_Default | NECB_Default | NECB_Default | NECB_Default | aws_batch | 834599497928 | [5 empty] | baseline-2021-03-24 | 6a87033d-ede6-4783-acf8-880bd0e50e61 | TRUE | TRUE | f2cdf57a-47b3-45aa-8d74-7b726d417dcd |  | 11345.38 | 6004.6889 | 40 | LargeHotel |  |  | 5 | LargeHotel | 6 |  | 7 | NECB2015 | 0.17066 | 35185.0517 | 50.5432 | 45.5664 | 43.6784 | 7.8942 | 239.3759 | 91.6937 | HALIFAX | NOVA SCOTIA | 119.8798 | 0 | 0 | 119.8798 | 23.5107 | 0 | 0 | 23.5107 | 0 | 0.035596 | 0 | 0 | 0.59116 | 0.086745 | 0 | 0.21307 | 0.02416 | 0.10196 | 0 | 0.0060086 | 0.59116 | 0.1231 | 67.5848 | 0 | Electricity | 40 | 0.757 |  | 0.284 |  |  |  | 0.183 | 0.247 | 2.2 | 2.2 | 5 | Halifax Dockyard | CAN | 112 | 3647 | 44.655 | -63.577 | 6 | 4000 | NS | CAN_NS_Halifax.Dockyard.713280_CWEC2016.epw | 0 | 3.8211 | 0.0074311 | 1396.63 | 0 | 514.2133 | 19.4879 | 0.037899 | 7122.84 | 0.1 | 2021-03-24 15:27:16 +0000 | eef80c06 | 0.2.11 | :adv_dx_units: NECB_Default :analysis_id: 6a87033d-ede6-4783-acf8-880bd0e50e61 :analysis_name: baseline-2021-03-24 :boiler_eff: NECB_Default :btap_batch_version: 1.0.002 :building_type: LargeHotel :compute_environment: aws_batch :datapoint_id: f2cdf57a-47b3-45aa-8d74-7b726d417dcd :daylighting_type: NECB_Default :dcv_type: NECB_Default :door_construction_cond: NECB_Default :ecm_system_name: NECB_Default :enable_costing: true :epw_file: CAN_NS_Halifax.Dockyard.713280_CWEC2016.epw :erv_package: NECB_Default :ext_floor_cond: NECB_Default :ext_roof_cond: NECB_Default :ext_wall_cond: NECB_Default :fdwr_set: NECB_Default :fixed_wind_solar_trans: NECB_Default :fixed_window_cond: NECB_Default :furnace_eff: NECB_Default :glass_door_cond: NECB_Default :glass_door_solar_trans: NECB_Default :ground_floor_cond: NECB_Default :ground_roof_cond: NECB_Default :ground_wall_cond: NECB_Default :lights_scale: NECB_Default :lights_type: NECB_Default :overhead_door_cond: NECB_Default :primary_heating_fuel: Electricity :pv_ground_azimuth_angle: NECB_Default :pv_ground_module_description: NECB_Default :pv_ground_tilt_angle: NECB_Default :pv_ground_total_area_pv_panels_m2: NECB_Default :pv_ground_type: NECB_Default :rotation_degrees: NECB_Default :run_annual_simulation: true :s3_bucket: '834599497928' :scale_x: NECB_Default :scale_y: NECB_Default :scale_z: NECB_Default :shw_eff: NECB_Default :skylight_cond: NECB_Default :skylight_solar_trans: NECB_Default :srr_set: NECB_Default :template: NECB2015 | 0.00053061 | TRUE | 1778.3056 |  | https://s3.console.aws.amazon.com/s3/buckets/834599497928?region=ca-central-1&prefix=sara.gilani/baseline-2021-03-24/6a87033d-ede6-4783-acf8-880bd0e50e61/output/f2cdf57a-47b3-45aa-8d74-7b726d417dcd/ | 1.0.002 | 0 | 0 |  | 0 | 0 | tier_1 | 0
533 | 0 |  | NECB_Default | NECB_Default | NECB_Default | NECB_Default | NECB_Default | NECB_Default | NECB_Default | NECB_Default | LargeHotel | NECB2017 | CAN_ON_Toronto.Pearson.Intl.AP.716240_CWEC2016.epw | Electricity | NECB_Default | NECB_Default | NECB_Default | NECB_Default | NECB_Default | NECB_Default | NECB_Default | NECB_Default | NECB_Default | NECB_Default | NECB_Default | NECB_Default | NECB_Default | NECB_Default | NECB_Default | NECB_Default | NECB_Default | NECB_Default | NECB_Default | NECB_Default | NECB_Default | NECB_Default | NECB_Default | NECB_Default | NECB_Default | NECB_Default | NECB_Default | aws_batch | 834599497928 | [5 empty] | baseline-2021-03-24 | 6a87033d-ede6-4783-acf8-880bd0e50e61 | TRUE | TRUE | bf61d05b-2330-4b46-9064-bdd41c718dc6 |  | 11345.38 | 6004.6889 | 40 | LargeHotel |  |  | 2 | LargeHotel | 6 |  | 7 | NECB2017 | 0.17066 | 35185.0517 | 61.3477 | 49.8241 | 66.698 | 7.9876 | 293.9239 | 108.0664 | TORONTO | ONTARIO | 3.1621 | 0 | 0 | 3.1621 | 25.3344 | 0 | 0 | 25.3344 | 0 | 0.049505 | 0 | 0 | 0.56931 | 0.080508 | 0.0060553 | 0.17476 | 0.02416 | 0.10518 | 0 | 0.0073581 | 0.56931 | 0.121 | 67.8553 | 0 | Electricity | 40 | 0.757 |  | 0.379 |  |  |  | 0.156 | 0.278 | 1.9 | 1.9 | 2 | Toronto Pearson Intl AP | CAN | 382 | 3615 | 43.677 | -79.631 | 5 | 3890 | ON | CAN_ON_Toronto.Pearson.Intl.AP.716240_CWEC2016.epw | 0 | 3.7558 | 0.007304 | 1372.75 | 0 | 514.2133 | 19.4879 | 0.037899 | 7122.84 | 0.1 | 2021-03-24 15:27:26 +0000 | eef80c06 | 0.2.11 | :adv_dx_units: NECB_Default :analysis_id: 6a87033d-ede6-4783-acf8-880bd0e50e61 :analysis_name: baseline-2021-03-24 :boiler_eff: NECB_Default :btap_batch_version: 1.0.002 :building_type: LargeHotel :compute_environment: aws_batch :datapoint_id: bf61d05b-2330-4b46-9064-bdd41c718dc6 :daylighting_type: NECB_Default :dcv_type: NECB_Default :door_construction_cond: NECB_Default :ecm_system_name: NECB_Default :enable_costing: true :epw_file: CAN_ON_Toronto.Pearson.Intl.AP.716240_CWEC2016.epw :erv_package: NECB_Default :ext_floor_cond: NECB_Default :ext_roof_cond: NECB_Default :ext_wall_cond: NECB_Default :fdwr_set: NECB_Default :fixed_wind_solar_trans: NECB_Default :fixed_window_cond: NECB_Default :furnace_eff: NECB_Default :glass_door_cond: NECB_Default :glass_door_solar_trans: NECB_Default :ground_floor_cond: NECB_Default :ground_roof_cond: NECB_Default :ground_wall_cond: NECB_Default :lights_scale: NECB_Default :lights_type: NECB_Default :overhead_door_cond: NECB_Default :primary_heating_fuel: Electricity :pv_ground_azimuth_angle: NECB_Default :pv_ground_module_description: NECB_Default :pv_ground_tilt_angle: NECB_Default :pv_ground_total_area_pv_panels_m2: NECB_Default :pv_ground_type: NECB_Default :rotation_degrees: NECB_Default :run_annual_simulation: true :s3_bucket: '834599497928' :scale_x: NECB_Default :scale_y: NECB_Default :scale_z: NECB_Default :shw_eff: NECB_Default :skylight_cond: NECB_Default :skylight_solar_trans: NECB_Default :srr_set: NECB_Default :template: NECB2017 | 0.00079592 | TRUE | 1777.3007 |  | https://s3.console.aws.amazon.com/s3/buckets/834599497928?region=ca-central-1&prefix=sara.gilani/baseline-2021-03-24/6a87033d-ede6-4783-acf8-880bd0e50e61/output/bf61d05b-2330-4b46-9064-bdd41c718dc6/ | 1.0.002 | 0 | 0 |  | 0 | 0 | tier_1 | 0
534 | 0 |  | NECB_Default | NECB_Default | NECB_Default | NECB_Default | NECB_Default | NECB_Default | NECB_Default | NECB_Default | LargeHotel | NECB2017 | CAN_AB_Edmonton.Intl.AP.711230_CWEC2016.epw | Electricity | NECB_Default | NECB_Default | NECB_Default | NECB_Default | NECB_Default | NECB_Default | NECB_Default | NECB_Default | NECB_Default | NECB_Default | NECB_Default | NECB_Default | NECB_Default | NECB_Default | NECB_Default | NECB_Default | NECB_Default | NECB_Default | NECB_Default | NECB_Default | NECB_Default | NECB_Default | NECB_Default | NECB_Default | NECB_Default | NECB_Default | NECB_Default | aws_batch | 834599497928 | [5 empty] | baseline-2021-03-24 | 6a87033d-ede6-4783-acf8-880bd0e50e61 | TRUE | TRUE | 2da46bef-ee05-40b3-8650-acdbaf542f42 |  | 11345.38 | 6004.6889 | 32.5 | LargeHotel |  |  | 2 | LargeHotel | 6 |  | 7 | NECB2017 | 0.17066 | 35185.0517 | 60.8671 | 48.1516 | 67.2027 | 7.9838 | 286.5999 | 102.3947 | EDMONTON | ALBERTA | 139.3328 | 0 | 0 | 139.3328 | 13.2058 | 0 | 0 | 13.2058 | 0 | 0.029125 | 0 | 0 | 0.6349 | 0.086711 | 0.0052189 | 0.24176 | 0.02416 | 0.10518 | 0 | 0.0047367 | 0.6349 | 0.13776 | 70.6582 | 0 | Electricity | 32.5 | 0.757 |  | 0.284 |  |  |  | 0.138 | 0.21 | 1.9 | 1.9 | 2 | Edmonton Intl AP | CAN | 23 | 5588 | 53.31 | -113.579 | 7a | 5120 | AB | CAN_AB_Edmonton.Intl.AP.711230_CWEC2016.epw | 0 | 4.2762 | 0.0083161 | 1562.96 | 0 | 514.2133 | 19.4879 | 0.037899 | 7122.84 | 0.1 | 2021-03-24 15:26:50 +0000 | eef80c06 | 0.2.11 | :adv_dx_units: NECB_Default :analysis_id: 6a87033d-ede6-4783-acf8-880bd0e50e61 :analysis_name: baseline-2021-03-24 :boiler_eff: NECB_Default :btap_batch_version: 1.0.002 :building_type: LargeHotel :compute_environment: aws_batch :datapoint_id: 2da46bef-ee05-40b3-8650-acdbaf542f42 :daylighting_type: NECB_Default :dcv_type: NECB_Default :door_construction_cond: NECB_Default :ecm_system_name: NECB_Default :enable_costing: true :epw_file: CAN_AB_Edmonton.Intl.AP.711230_CWEC2016.epw :erv_package: NECB_Default :ext_floor_cond: NECB_Default :ext_roof_cond: NECB_Default :ext_wall_cond: NECB_Default :fdwr_set: NECB_Default :fixed_wind_solar_trans: NECB_Default :fixed_window_cond: NECB_Default :furnace_eff: NECB_Default :glass_door_cond: NECB_Default :glass_door_solar_trans: NECB_Default :ground_floor_cond: NECB_Default :ground_roof_cond: NECB_Default :ground_wall_cond: NECB_Default :lights_scale: NECB_Default :lights_type: NECB_Default :overhead_door_cond: NECB_Default :primary_heating_fuel: Electricity :pv_ground_azimuth_angle: NECB_Default :pv_ground_module_description: NECB_Default :pv_ground_tilt_angle: NECB_Default :pv_ground_total_area_pv_panels_m2: NECB_Default :pv_ground_type: NECB_Default :rotation_degrees: NECB_Default :run_annual_simulation: true :s3_bucket: '834599497928' :scale_x: NECB_Default :scale_y: NECB_Default :scale_z: NECB_Default :shw_eff: NECB_Default :skylight_cond: NECB_Default :skylight_solar_trans: NECB_Default :srr_set: NECB_Default :template: NECB2017 | 0.00024063 | TRUE | 1778.2692 |  | https://s3.console.aws.amazon.com/s3/buckets/834599497928?region=ca-central-1&prefix=sara.gilani/baseline-2021-03-24/6a87033d-ede6-4783-acf8-880bd0e50e61/output/2da46bef-ee05-40b3-8650-acdbaf542f42/ | 1.0.002 | 0 | 0 |  | 0 | 0 | tier_1 | 0
535 | 0 |  | NECB_Default | NECB_Default | NECB_Default | NECB_Default | NECB_Default | NECB_Default | NECB_Default | NECB_Default | HighriseApartment | NECB2017 | CAN_QC_Montreal-Trudeau.Intl.AP.716270_CWEC2016.epw | Electricity | NECB_Default | NECB_Default | NECB_Default | NECB_Default | NECB_Default | NECB_Default | NECB_Default | NECB_Default | NECB_Default | NECB_Default | NECB_Default | NECB_Default | NECB_Default | NECB_Default | NECB_Default | NECB_Default | NECB_Default | NECB_Default | NECB_Default | NECB_Default | NECB_Default | NECB_Default | NECB_Default | NECB_Default | NECB_Default | NECB_Default | NECB_Default | aws_batch | 834599497928 | [5 empty] | baseline-2021-03-24 | 6a87033d-ede6-4783-acf8-880bd0e50e61 | TRUE | TRUE | 811456c8-eabf-4468-849b-8c84359861c7 |  | 7836.48 | 4638.6699 | 37.3 | HighriseApartment |  |  | 2 | HighriseApartment | 10 |  | 10 | NECB2017 | 0.19422 | 23884.0213 | 52.7723 | 47.7747 | 24.3576 | 16.5703 | 187.6371 | 46.1622 | MONTREAL | QUEBEC | 0.23069 | 0 | 0 | 0.23069 | 14.6926 | 0 | 0 | 14.6926 | 0 | 0.059781 | 0 | 0 | 0.59364 | 0.057579 | 0.0014981 | 0.18561 | 0.063105 | 0.039049 | 0 | 0.003753 | 0.59364 | 0.18323 | 64.3474 | 0 | Electricity | 37.3 | 0.757 | [5 empty] | 0.156 | 0.247 | 1.9 | 1.9 | 2 | Montreal-Trudeau Intl AP | CAN | 323 | 4090 | 45.471 | -73.741 | 6 | 4400 | QC | CAN_QC_Montreal-Trudeau.Intl.AP.716270_CWEC2016.epw | 0 | 3.9284 | 0.013492 | 1435.84 | 0 | 291.1654 | 19.7024 | 0.067667 | 7201.21 | 0.1 | 2021-03-24 15:26:18 +0000 | eef80c06 | 0.2.11 | :adv_dx_units: NECB_Default :analysis_id: 6a87033d-ede6-4783-acf8-880bd0e50e61 :analysis_name: baseline-2021-03-24 :boiler_eff: NECB_Default :btap_batch_version: 1.0.002 :building_type: HighriseApartment :compute_environment: aws_batch :datapoint_id: 811456c8-eabf-4468-849b-8c84359861c7 :daylighting_type: NECB_Default :dcv_type: NECB_Default :door_construction_cond: NECB_Default :ecm_system_name: NECB_Default :enable_costing: true :epw_file: CAN_QC_Montreal-Trudeau.Intl.AP.716270_CWEC2016.epw :erv_package: NECB_Default :ext_floor_cond: NECB_Default :ext_roof_cond: NECB_Default :ext_wall_cond: NECB_Default :fdwr_set: NECB_Default :fixed_wind_solar_trans: NECB_Default :fixed_window_cond: NECB_Default :furnace_eff: NECB_Default :glass_door_cond: NECB_Default :glass_door_solar_trans: NECB_Default :ground_floor_cond: NECB_Default :ground_roof_cond: NECB_Default :ground_wall_cond: NECB_Default :lights_scale: NECB_Default :lights_type: NECB_Default :overhead_door_cond: NECB_Default :primary_heating_fuel: Electricity :pv_ground_azimuth_angle: NECB_Default :pv_ground_module_description: NECB_Default :pv_ground_tilt_angle: NECB_Default :pv_ground_total_area_pv_panels_m2: NECB_Default :pv_ground_type: NECB_Default :rotation_degrees: NECB_Default :run_annual_simulation: true :s3_bucket: '834599497928' :scale_x: NECB_Default :scale_y: NECB_Default :scale_z: NECB_Default :shw_eff: NECB_Default :skylight_cond: NECB_Default :skylight_solar_trans: NECB_Default :srr_set: NECB_Default :template: NECB2017 | 3.8282e-05 | TRUE | 1212.8894 |  | https://s3.console.aws.amazon.com/s3/buckets/834599497928?region=ca-central-1&prefix=sara.gilani/baseline-2021-03-24/6a87033d-ede6-4783-acf8-880bd0e50e61/output/811456c8-eabf-4468-849b-8c84359861c7/ | 1.0.002 | 0 | 0 |  | 0 | 0 | tier_1 | 0
536 | 0 |  | NECB_Default | NECB_Default | NECB_Default | NECB_Default | NECB_Default | NECB_Default | NECB_Default | NECB_Default | HighriseApartment | NECB2015 | CAN_YT_Whitehorse.Intl.AP.719640_CWEC2016.epw | NaturalGas | NECB_Default | NECB_Default | NECB_Default | NECB_Default | NECB_Default | NECB_Default | NECB_Default | NECB_Default | NECB_Default | NECB_Default | NECB_Default | NECB_Default | NECB_Default | NECB_Default | NECB_Default | NECB_Default | NECB_Default | NECB_Default | NECB_Default | NECB_Default | NECB_Default | NECB_Default | NECB_Default | NECB_Default | NECB_Default | NECB_Default | NECB_Default | aws_batch | 834599497928 | [5 empty] | baseline-2021-03-24 | 6a87033d-ede6-4783-acf8-880bd0e50e61 | TRUE | TRUE | e50547ab-3274-422e-a475-3cabb895a364 |  | 7836.48 | 4638.6699 | 22.8 | HighriseApartment |  |  | 5 | HighriseApartment | 10 |  | 10 | NECB2015 | 0.19422 | 23884.0213 | 52.9557 | 63.3104 | 23.1801 | 4.5335 | 188.1147 | 44.1349 | WHITEHORSE | YUKON | 2.9266 | 32.5176 | 0 | 35.4442 | 6.7024 | 5.9271 | 0 | 12.6295 | 0 | 0.024293 | 0 | 0 | 0.18816 | 0.057072 | 5.1043e-06 | 0.38216 | 0.063105 | 0.039275 | 0.65348 | 0.0043948 | 0.84165 | 0.27132 | 19.8347 | 69.3434 | Natural Gas | 22.8 | 0.757 | [5 empty] | 0.162 | 0.21 | 2.2 | 2.2 | 5 | Whitehorse Intl AP | CAN | 5 | 6491 | 60.709 | -135.069 | 7b | 6580 | YT | CAN_YT_Whitehorse.Intl.AP.719640_CWEC2016.epw | 0 | 0 | 0 | 0 | 2126.22 | 291.1654 | 19.7024 | 0.067667 | 7201.21 | 0.1 | 2021-03-24 15:26:06 +0000 | eef80c06 | 0.2.11 | :adv_dx_units: NECB_Default :analysis_id: 6a87033d-ede6-4783-acf8-880bd0e50e61 :analysis_name: baseline-2021-03-24 :boiler_eff: NECB_Default :btap_batch_version: 1.0.002 :building_type: HighriseApartment :compute_environment: aws_batch :datapoint_id: e50547ab-3274-422e-a475-3cabb895a364 :daylighting_type: NECB_Default :dcv_type: NECB_Default :door_construction_cond: NECB_Default :ecm_system_name: NECB_Default :enable_costing: true :epw_file: CAN_YT_Whitehorse.Intl.AP.719640_CWEC2016.epw :erv_package: NECB_Default :ext_floor_cond: NECB_Default :ext_roof_cond: NECB_Default :ext_wall_cond: NECB_Default :fdwr_set: NECB_Default :fixed_wind_solar_trans: NECB_Default :fixed_window_cond: NECB_Default :furnace_eff: NECB_Default :glass_door_cond: NECB_Default :glass_door_solar_trans: NECB_Default :ground_floor_cond: NECB_Default :ground_roof_cond: NECB_Default :ground_wall_cond: NECB_Default :lights_scale: NECB_Default :lights_type: NECB_Default :overhead_door_cond: NECB_Default :primary_heating_fuel: NaturalGas :pv_ground_azimuth_angle: NECB_Default :pv_ground_module_description: NECB_Default :pv_ground_tilt_angle: NECB_Default :pv_ground_total_area_pv_panels_m2: NECB_Default :pv_ground_type: NECB_Default :rotation_degrees: NECB_Default :run_annual_simulation: true :s3_bucket: '834599497928' :scale_x: NECB_Default :scale_y: NECB_Default :scale_z: NECB_Default :shw_eff: NECB_Default :skylight_cond: NECB_Default :skylight_solar_trans: NECB_Default :srr_set: NECB_Default :template: NECB2015 | 2.0417e-05 | TRUE | 1214.4156 |  | https://s3.console.aws.amazon.com/s3/buckets/834599497928?region=ca-central-1&prefix=sara.gilani/baseline-2021-03-24/6a87033d-ede6-4783-acf8-880bd0e50e61/output/e50547ab-3274-422e-a475-3cabb895a364/ | 1.0.002 | 0 | 0 |  | 0 | 0 | tier_1 | 0
537 | 0 |  | NECB_Default | NECB_Default | NECB_Default | NECB_Default | NECB_Default | NECB_Default | NECB_Default | NECB_Default | HighriseApartment | NECB2017 | CAN_NS_Halifax.Dockyard.713280_CWEC2016.epw | Electricity | NECB_Default | NECB_Default | NECB_Default | NECB_Default | NECB_Default | NECB_Default | NECB_Default | NECB_Default | NECB_Default | NECB_Default | NECB_Default | NECB_Default | NECB_Default | NECB_Default | NECB_Default | NECB_Default | NECB_Default | NECB_Default | NECB_Default | NECB_Default | NECB_Default | NECB_Default | NECB_Default | NECB_Default | NECB_Default | NECB_Default | NECB_Default | aws_batch | 834599497928 | [5 empty] | baseline-2021-03-24 | 6a87033d-ede6-4783-acf8-880bd0e50e61 | TRUE | TRUE | eba99985-6be4-4f75-9144-c550af93b405 |  | 7836.48 | 4638.6699 | 40 | HighriseApartment |  |  | 2 | HighriseApartment | 10 |  | 10 | NECB2017 | 0.19422 | 23884.0213 | 47.9177 | 42.0583 | 23.5356 | 16.4164 | 170.8683 | 40.9404 | HALIFAX | NOVA SCOTIA | 111.1689 | 0 | 0 | 111.1689 | 21.8023 | 0 | 0 | 21.8023 | 0 | 0.050809 | 0 | 0 | 0.54821 | 0.053213 | 0.00064315 | 0.15688 | 0.063105 | 0.039049 | 0 | 0.0037632 | 0.54821 | 0.18071 | 54.3934 | 0 | Electricity | 40 | 0.757 | [5 empty] | 0.156 | 0.247 | 1.9 | 1.9 | 2 | Halifax Dockyard | CAN | 112 | 3647 | 44.655 | -63.577 | 6 | 4000 | NS | CAN_NS_Halifax.Dockyard.713280_CWEC2016.epw | 0 | 3.8744 | 0.013307 | 1416.1 | 0 | 291.1654 | 19.7024 | 0.067667 | 7201.21 | 0.1 | 2021-03-24 15:27:10 +0000 | eef80c06 | 0.2.11 | :adv_dx_units: NECB_Default :analysis_id: 6a87033d-ede6-4783-acf8-880bd0e50e61 :analysis_name: baseline-2021-03-24 :boiler_eff: NECB_Default :btap_batch_version: 1.0.002 :building_type: HighriseApartment :compute_environment: aws_batch :datapoint_id: eba99985-6be4-4f75-9144-c550af93b405 :daylighting_type: NECB_Default :dcv_type: NECB_Default :door_construction_cond: NECB_Default :ecm_system_name: NECB_Default :enable_costing: true :epw_file: CAN_NS_Halifax.Dockyard.713280_CWEC2016.epw :erv_package: NECB_Default :ext_floor_cond: NECB_Default :ext_roof_cond: NECB_Default :ext_wall_cond: NECB_Default :fdwr_set: NECB_Default :fixed_wind_solar_trans: NECB_Default :fixed_window_cond: NECB_Default :furnace_eff: NECB_Default :glass_door_cond: NECB_Default :glass_door_solar_trans: NECB_Default :ground_floor_cond: NECB_Default :ground_roof_cond: NECB_Default :ground_wall_cond: NECB_Default :lights_scale: NECB_Default :lights_type: NECB_Default :overhead_door_cond: NECB_Default :primary_heating_fuel: Electricity :pv_ground_azimuth_angle: NECB_Default :pv_ground_module_description: NECB_Default :pv_ground_tilt_angle: NECB_Default :pv_ground_total_area_pv_panels_m2: NECB_Default :pv_ground_type: NECB_Default :rotation_degrees: NECB_Default :run_annual_simulation: true :s3_bucket: '834599497928' :scale_x: NECB_Default :scale_y: NECB_Default :scale_z: NECB_Default :shw_eff: NECB_Default :skylight_cond: NECB_Default :skylight_solar_trans: NECB_Default :srr_set: NECB_Default :template: NECB2017 | 3.9559e-05 | TRUE | 1213.2152 |  | https://s3.console.aws.amazon.com/s3/buckets/834599497928?region=ca-central-1&prefix=sara.gilani/baseline-2021-03-24/6a87033d-ede6-4783-acf8-880bd0e50e61/output/eba99985-6be4-4f75-9144-c550af93b405/ | 1.0.002 | 0 | 0 |  | 0 | 0 | tier_1 | 0
538 | 0 |  | NECB_Default | NECB_Default | NECB_Default | NECB_Default | NECB_Default | NECB_Default | NECB_Default | NECB_Default | HighriseApartment | NECB2017 | CAN_NS_Halifax.Dockyard.713280_CWEC2016.epw | NaturalGas | NECB_Default | NECB_Default | NECB_Default | NECB_Default | NECB_Default | NECB_Default | NECB_Default | NECB_Default | NECB_Default | NECB_Default | NECB_Default | NECB_Default | NECB_Default | NECB_Default | NECB_Default | NECB_Default | NECB_Default | NECB_Default | NECB_Default | NECB_Default | NECB_Default | NECB_Default | NECB_Default | NECB_Default | NECB_Default | NECB_Default | NECB_Default | aws_batch | 834599497928 | [5 empty] | baseline-2021-03-24 | 6a87033d-ede6-4783-acf8-880bd0e50e61 | TRUE | TRUE | 7d4495d4-56ec-4bf8-9688-a83f5d7d4334 |  | 7836.48 | 4638.6699 | 40 | HighriseApartment |  |  | 2 | HighriseApartment | 10 |  | 10 | NECB2017 | 0.19422 | 23884.0213 | 47.9177 | 64.942 | 23.5356 | 4.5871 | 185.322 | 44.3396 | HALIFAX | NOVA SCOTIA | 42.8158 | 22.9707 | 0 | 65.7865 | 8.397 | 5.798 | 0 | 14.195 | 0 | 0.050877 | 0 | 0 | 0.21114 | 0.053229 | 0.00064315 | 0.22752 | 0.063105 | 0.039049 | 0.46163 | 0.0041945 | 0.67277 | 0.23411 | 19.6155 | 54.4701 | Natural Gas | 40 | 0.757 | [5 empty] | 0.156 | 0.247 | 1.9 | 1.9 | 2 | Halifax Dockyard | CAN | 112 | 3647 | 44.655 | -63.577 | 6 | 4000 | NS | CAN_NS_Halifax.Dockyard.713280_CWEC2016.epw | 0 | 0 | 0 | 0 | 1834.6 | 291.1654 | 19.7024 | 0.067667 | 7201.21 | 0.1 | 2021-03-24 15:26:11 +0000 | eef80c06 | 0.2.11 | :adv_dx_units: NECB_Default :analysis_id: 6a87033d-ede6-4783-acf8-880bd0e50e61 :analysis_name: baseline-2021-03-24 :boiler_eff: NECB_Default :btap_batch_version: 1.0.002 :building_type: HighriseApartment :compute_environment: aws_batch :datapoint_id: 7d4495d4-56ec-4bf8-9688-a83f5d7d4334 :daylighting_type: NECB_Default :dcv_type: NECB_Default :door_construction_cond: NECB_Default :ecm_system_name: NECB_Default :enable_costing: true :epw_file: CAN_NS_Halifax.Dockyard.713280_CWEC2016.epw :erv_package: NECB_Default :ext_floor_cond: NECB_Default :ext_roof_cond: NECB_Default :ext_wall_cond: NECB_Default :fdwr_set: NECB_Default :fixed_wind_solar_trans: NECB_Default :fixed_window_cond: NECB_Default :furnace_eff: NECB_Default :glass_door_cond: NECB_Default :glass_door_solar_trans: NECB_Default :ground_floor_cond: NECB_Default :ground_roof_cond: NECB_Default :ground_wall_cond: NECB_Default :lights_scale: NECB_Default :lights_type: NECB_Default :overhead_door_cond: NECB_Default :primary_heating_fuel: NaturalGas :pv_ground_azimuth_angle: NECB_Default :pv_ground_module_description: NECB_Default :pv_ground_tilt_angle: NECB_Default :pv_ground_total_area_pv_panels_m2: NECB_Default :pv_ground_type: NECB_Default :rotation_degrees: NECB_Default :run_annual_simulation: true :s3_bucket: '834599497928' :scale_x: NECB_Default :scale_y: NECB_Default :scale_z: NECB_Default :shw_eff: NECB_Default :skylight_cond: NECB_Default :skylight_solar_trans: NECB_Default :srr_set: NECB_Default :template: NECB2017 | 3.9559e-05 | TRUE | 1213.2398 |  | https://s3.console.aws.amazon.com/s3/buckets/834599497928?region=ca-central-1&prefix=sara.gilani/baseline-2021-03-24/6a87033d-ede6-4783-acf8-880bd0e50e61/output/7d4495d4-56ec-4bf8-9688-a83f5d7d4334/ | 1.0.002 | 0 | 0 |  | 0 | 0 | tier_1 | 0
539 | 0 |  | NECB_Default | NECB_Default | NECB_Default | NECB_Default | NECB_Default | NECB_Default | NECB_Default | NECB_Default | HighriseApartment | NECB2011 | CAN_ON_Toronto.Pearson.Intl.AP.716240_CWEC2016.epw | Electricity | NECB_Default | NECB_Default | NECB_Default | NECB_Default | NECB_Default | NECB_Default | NECB_Default | NECB_Default | NECB_Default | NECB_Default | NECB_Default | NECB_Default | NECB_Default | NECB_Default | NECB_Default | NECB_Default | NECB_Default | NECB_Default | NECB_Default | NECB_Default | NECB_Default | NECB_Default | NECB_Default | NECB_Default | NECB_Default | NECB_Default | NECB_Default | aws_batch | 834599497928 | [5 empty] | baseline-2021-03-24 | 6a87033d-ede6-4783-acf8-880bd0e50e61 | TRUE | TRUE | 92f331e8-080a-4d0c-82c9-656ac5e0ad92 |  | 7836.48 | 4638.6699 | 40 | HighriseApartment |  |  | 5 | HighriseApartment | 10 |  | 10 | NECB2011 | 0.19422 | 23884.0213 | 52.1952 | 49.6554 | 26.258 | 9.3557 | 175.1933 | 37.7291 | TORONTO | ONTARIO | 2.5096 | 0 | 0 | 2.5096 | 20.107 | 0 | 0 | 20.107 | 0 | 0.053086 | 0 | 0 | 0.45184 | 0.061468 | 0 | 0.15671 | 0.063082 | 0.040272 | 0 | 0.00096217 | 0.45184 | 0.076218 | 60.9476 | 0 | Electricity | 40 | 0.757 | [5 empty] | 0.183 | 0.278 | 2.2 | 2.2 | 5 | Toronto Pearson Intl AP | CAN | 382 | 3615 | 43.677 | -79.631 | 5 | 3890 | ON | CAN_ON_Toronto.Pearson.Intl.AP.716240_CWEC2016.epw | 0 | 1.6341 | 0.012717 | 597.28 | 0 | 128.5028 | 8.3471 | 0.064956 | 3050.86 | 0.1 | 2021-03-24 15:27:06 +0000 | eef80c06 | 0.2.11 | :adv_dx_units: NECB_Default :analysis_id: 6a87033d-ede6-4783-acf8-880bd0e50e61 :analysis_name: baseline-2021-03-24 :boiler_eff: NECB_Default :btap_batch_version: 1.0.002 :building_type: HighriseApartment :compute_environment: aws_batch :datapoint_id: 92f331e8-080a-4d0c-82c9-656ac5e0ad92 :daylighting_type: NECB_Default :dcv_type: NECB_Default :door_construction_cond: NECB_Default :ecm_system_name: NECB_Default :enable_costing: true :epw_file: CAN_ON_Toronto.Pearson.Intl.AP.716240_CWEC2016.epw :erv_package: NECB_Default :ext_floor_cond: NECB_Default :ext_roof_cond: NECB_Default :ext_wall_cond: NECB_Default :fdwr_set: NECB_Default :fixed_wind_solar_trans: NECB_Default :fixed_window_cond: NECB_Default :furnace_eff: NECB_Default :glass_door_cond: NECB_Default :glass_door_solar_trans: NECB_Default :ground_floor_cond: NECB_Default :ground_roof_cond: NECB_Default :ground_wall_cond: NECB_Default :lights_scale: NECB_Default :lights_type: NECB_Default :overhead_door_cond: NECB_Default :primary_heating_fuel: Electricity :pv_ground_azimuth_angle: NECB_Default :pv_ground_module_description: NECB_Default :pv_ground_tilt_angle: NECB_Default :pv_ground_total_area_pv_panels_m2: NECB_Default :pv_ground_type: NECB_Default :rotation_degrees: NECB_Default :run_annual_simulation: true :s3_bucket: '834599497928' :scale_x: NECB_Default :scale_y: NECB_Default :scale_z: NECB_Default :shw_eff: NECB_Default :skylight_cond: NECB_Default :skylight_solar_trans: NECB_Default :srr_set: NECB_Default :template: NECB2011 | 5.1043e-05 | TRUE | 1271.6471 |  | https://s3.console.aws.amazon.com/s3/buckets/834599497928?region=ca-central-1&prefix=sara.gilani/baseline-2021-03-24/6a87033d-ede6-4783-acf8-880bd0e50e61/output/92f331e8-080a-4d0c-82c9-656ac5e0ad92/ | 1.0.002 | 0 | 0 |  | 0 | 0 | tier_1 | 0
540 | 0 |  | NECB_Default | NECB_Default | NECB_Default | NECB_Default | NECB_Default | NECB_Default | NECB_Default | NECB_Default | HighriseApartment | NECB2011 | CAN_QC_Montreal-Trudeau.Intl.AP.716270_CWEC2016.epw | NaturalGas | NECB_Default | NECB_Default | NECB_Default | NECB_Default | NECB_Default | NECB_Default | NECB_Default | NECB_Default | NECB_Default | NECB_Default | NECB_Default | NECB_Default | NECB_Default | NECB_Default | NECB_Default | NECB_Default | NECB_Default | NECB_Default | NECB_Default | NECB_Default | NECB_Default | NECB_Default | NECB_Default | NECB_Default | NECB_Default | NECB_Default | NECB_Default | aws_batch | 834599497928 | [5 empty] | baseline-2021-03-24 | 6a87033d-ede6-4783-acf8-880bd0e50e61 | TRUE | TRUE | d94b59c5-1d64-472a-bb47-a92691323d41 |  | 7836.48 | 4638.6699 | 37.3 | HighriseApartment |  |  | 5 | HighriseApartment | 10 |  | 10 | NECB2011 | 0.19422 | 23884.0213 | 51.2278 | 75.5477 | 24.3576 | 3.1381 | 194.3209 | 40.0497 | MONTREAL | QUEBEC | 0.082697 | 17.8382 | 0 | 17.9209 | 5.2669 | 4.6726 | 0 | 9.9395 | 0 | 0.047854 | 0 | 0 | 0.21281 | 0.0602 | 0 | 0.25937 | 0.063082 | 0.040272 | 0.3611 | 0.0013514 | 0.5739 | 0.10173 | 21.939 | 62.714 | Natural Gas | 37.3 | 0.757 | [5 empty] | 0.183 | 0.247 | 2.2 | 2.2 | 5 | Montreal-Trudeau Intl AP | CAN | 323 | 4090 | 45.471 | -73.741 | 6 | 4400 | QC | CAN_QC_Montreal-Trudeau.Intl.AP.716270_CWEC2016.epw | 0 | 0 | 0 | 0 | 797.18 | 128.5028 | 8.3471 | 0.064956 | 3050.86 | 0.1 | 2021-03-24 15:26:25 +0000 | eef80c06 | 0.2.11 | :adv_dx_units: NECB_Default :analysis_id: 6a87033d-ede6-4783-acf8-880bd0e50e61 :analysis_name: baseline-2021-03-24 :boiler_eff: NECB_Default :btap_batch_version: 1.0.002 :building_type: HighriseApartment :compute_environment: aws_batch :datapoint_id: d94b59c5-1d64-472a-bb47-a92691323d41 :daylighting_type: NECB_Default :dcv_type: NECB_Default :door_construction_cond: NECB_Default :ecm_system_name: NECB_Default :enable_costing: true :epw_file: CAN_QC_Montreal-Trudeau.Intl.AP.716270_CWEC2016.epw :erv_package: NECB_Default :ext_floor_cond: NECB_Default :ext_roof_cond: NECB_Default :ext_wall_cond: NECB_Default :fdwr_set: NECB_Default :fixed_wind_solar_trans: NECB_Default :fixed_window_cond: NECB_Default :furnace_eff: NECB_Default :glass_door_cond: NECB_Default :glass_door_solar_trans: NECB_Default :ground_floor_cond: NECB_Default :ground_roof_cond: NECB_Default :ground_wall_cond: NECB_Default :lights_scale: NECB_Default :lights_type: NECB_Default :overhead_door_cond: NECB_Default :primary_heating_fuel: NaturalGas :pv_ground_azimuth_angle: NECB_Default :pv_ground_module_description: NECB_Default :pv_ground_tilt_angle: NECB_Default :pv_ground_total_area_pv_panels_m2: NECB_Default :pv_ground_type: NECB_Default :rotation_degrees: NECB_Default :run_annual_simulation: true :s3_bucket: '834599497928' :scale_x: NECB_Default :scale_y: NECB_Default :scale_z: NECB_Default :shw_eff: NECB_Default :skylight_cond: NECB_Default :skylight_solar_trans: NECB_Default :srr_set: NECB_Default :template: NECB2011 | 4.5939e-05 | TRUE | 1334.7916 |  | https://s3.console.aws.amazon.com/s3/buckets/834599497928?region=ca-central-1&prefix=sara.gilani/baseline-2021-03-24/6a87033d-ede6-4783-acf8-880bd0e50e61/output/d94b59c5-1d64-472a-bb47-a92691323d41/ | 1.0.002 | 0 | 0 |  | 0 | 0 | tier_1 | 0
541 | 0 |  | NECB_Default | NECB_Default | NECB_Default | NECB_Default | NECB_Default | NECB_Default | NECB_Default | NECB_Default | HighriseApartment | NECB2011 | CAN_BC_Vancouver.Intl.AP.718920_CWEC2016.epw | NaturalGas | NECB_Default | NECB_Default | NECB_Default | NECB_Default | NECB_Default | NECB_Default | NECB_Default | NECB_Default | NECB_Default | NECB_Default | NECB_Default | NECB_Default | NECB_Default | NECB_Default | NECB_Default | NECB_Default | NECB_Default | NECB_Default | NECB_Default | NECB_Default | NECB_Default | NECB_Default | NECB_Default | NECB_Default | NECB_Default | NECB_Default | NECB_Default | aws_batch | 834599497928 | [5 empty] | baseline-2021-03-24 | 6a87033d-ede6-4783-acf8-880bd0e50e61 | TRUE | TRUE | 41c4d48e-fab3-4826-aba3-51b5106f3156 |  | 7836.48 | 4638.6699 | 40 | HighriseApartment |  |  | 5 | HighriseApartment | 10 |  | 10 | NECB2011 | 0.19422 | 23884.0213 | 49.8459 | 64.2413 | 23.6488 | 3.0707 | 176.715 | 35.9083 | VANCOUVER | BRITISH COLUMBIA | 0.5671 | 13.8387 | 0 | 14.4058 | 5.663 | 3.1046 | 0 | 8.7676 | 0 | 0.037784 | 0 | 0 | 0.20011 | 0.057679 | 0 | 0.17836 | 0.063082 | 0.040272 | 0.2745 | 0.0012467 | 0.47461 | 0.096144 | 19.8462 | 32.6758 | Natural Gas | 40 | 0.757 | [5 empty] | 0.227 | 0.315 | 2.4 | 2.4 | 5 | Vancouver Intl AP | CAN | 42 | 2797 | 49.195 | -123.184 | 4 | 2800 | BC | CAN_BC_Vancouver.Intl.AP.718920_CWEC2016.epw | 0 | 0 | 0 | 0 | 753.43 | 128.5028 | 8.3471 | 0.064956 | 3050.86 | 0.1 | 2021-03-24 15:27:14 +0000 | eef80c06 | 0.2.11 | :adv_dx_units: NECB_Default :analysis_id: 6a87033d-ede6-4783-acf8-880bd0e50e61 :analysis_name: baseline-2021-03-24 :boiler_eff: NECB_Default :btap_batch_version: 1.0.002 :building_type: HighriseApartment :compute_environment: aws_batch :datapoint_id: 41c4d48e-fab3-4826-aba3-51b5106f3156 :daylighting_type: NECB_Default :dcv_type: NECB_Default :door_construction_cond: NECB_Default :ecm_system_name: NECB_Default :enable_costing: true :epw_file: CAN_BC_Vancouver.Intl.AP.718920_CWEC2016.epw :erv_package: NECB_Default :ext_floor_cond: NECB_Default :ext_roof_cond: NECB_Default :ext_wall_cond: NECB_Default :fdwr_set: NECB_Default :fixed_wind_solar_trans: NECB_Default :fixed_window_cond: NECB_Default :furnace_eff: NECB_Default :glass_door_cond: NECB_Default :glass_door_solar_trans: NECB_Default :ground_floor_cond: NECB_Default :ground_roof_cond: NECB_Default :ground_wall_cond: NECB_Default :lights_scale: NECB_Default :lights_type: NECB_Default :overhead_door_cond: NECB_Default :primary_heating_fuel: NaturalGas :pv_ground_azimuth_angle: NECB_Default :pv_ground_module_description: NECB_Default :pv_ground_tilt_angle: NECB_Default :pv_ground_total_area_pv_panels_m2: NECB_Default :pv_ground_type: NECB_Default :rotation_degrees: NECB_Default :run_annual_simulation: true :s3_bucket: '834599497928' :scale_x: NECB_Default :scale_y: NECB_Default :scale_z: NECB_Default :shw_eff: NECB_Default :skylight_cond: NECB_Default :skylight_solar_trans: NECB_Default :srr_set: NECB_Default :template: NECB2011 | 4.5939e-05 | TRUE | 1333.0735 |  | https://s3.console.aws.amazon.com/s3/buckets/834599497928?region=ca-central-1&prefix=sara.gilani/baseline-2021-03-24/6a87033d-ede6-4783-acf8-880bd0e50e61/output/41c4d48e-fab3-4826-aba3-51b5106f3156/ | 1.0.002 | 0 | 0 |  | 0 | 0 | tier_1 | 0
542 | 0 |  | NECB_Default | NECB_Default | NECB_Default | NECB_Default | NECB_Default | NECB_Default | NECB_Default | NECB_Default | HighriseApartment | NECB2011 | CAN_AB_Edmonton.Intl.AP.711230_CWEC2016.epw | NaturalGas | NECB_Default | NECB_Default | NECB_Default | NECB_Default | NECB_Default | NECB_Default | NECB_Default | NECB_Default | NECB_Default | NECB_Default | NECB_Default | NECB_Default | NECB_Default | NECB_Default | NECB_Default | NECB_Default | NECB_Default | NECB_Default | NECB_Default | NECB_Default | NECB_Default | NECB_Default | NECB_Default | NECB_Default | NECB_Default | NECB_Default | NECB_Default | aws_batch | 834599497928 | [5 empty] | baseline-2021-03-24 | 6a87033d-ede6-4783-acf8-880bd0e50e61 | TRUE | TRUE | 7b8d2857-979e-42a6-8e56-c24f2ab00bfa |  | 7836.48 | 4638.6699 | 32.5 | HighriseApartment |  |  | 5 | HighriseApartment | 10 |  | 10 | NECB2011 | 0.19422 | 23884.0213 | 55.1534 | 73.0266 | 26.4522 | 3.1274 | 196.7418 | 38.9822 | EDMONTON | ALBERTA | 43.2598 | 21.3889 | 0 | 64.6488 | 4.1001 | 1.5259 | 0 | 5.626 | 0 | 0.031436 | 0 | 0 | 0.19712 | 0.060868 | 0 | 0.31245 | 0.063082 | 0.040272 | 0.42386 | 0.0014279 | 0.62099 | 0.11141 | 20.1703 | 57.962 | Natural Gas | 32.5 | 0.757 | [5 empty] | 0.162 | 0.21 | 2.2 | 2.2 | 5 | Edmonton Intl AP | CAN | 23 | 5588 | 53.31 | -113.579 | 7a | 5120 | AB | CAN_AB_Edmonton.Intl.AP.711230_CWEC2016.epw | 0 | 0 | 0 | 0 | 873.06 | 128.5028 | 8.3471 | 0.064956 | 3050.86 | 0.1 | 2021-03-24 15:27:07 +0000 | eef80c06 | 0.2.11 | :adv_dx_units: NECB_Default :analysis_id: 6a87033d-ede6-4783-acf8-880bd0e50e61 :analysis_name: baseline-2021-03-24 :boiler_eff: NECB_Default :btap_batch_version: 1.0.002 :building_type: HighriseApartment :compute_environment: aws_batch :datapoint_id: 7b8d2857-979e-42a6-8e56-c24f2ab00bfa :daylighting_type: NECB_Default :dcv_type: NECB_Default :door_construction_cond: NECB_Default :ecm_system_name: NECB_Default :enable_costing: true :epw_file: CAN_AB_Edmonton.Intl.AP.711230_CWEC2016.epw :erv_package: NECB_Default :ext_floor_cond: NECB_Default :ext_roof_cond: NECB_Default :ext_wall_cond: NECB_Default :fdwr_set: NECB_Default :fixed_wind_solar_trans: NECB_Default :fixed_window_cond: NECB_Default :furnace_eff: NECB_Default :glass_door_cond: NECB_Default :glass_door_solar_trans: NECB_Default :ground_floor_cond: NECB_Default :ground_roof_cond: NECB_Default :ground_wall_cond: NECB_Default :lights_scale: NECB_Default :lights_type: NECB_Default :overhead_door_cond: NECB_Default :primary_heating_fuel: NaturalGas :pv_ground_azimuth_angle: NECB_Default :pv_ground_module_description: NECB_Default :pv_ground_tilt_angle: NECB_Default :pv_ground_total_area_pv_panels_m2: NECB_Default :pv_ground_type: NECB_Default :rotation_degrees: NECB_Default :run_annual_simulation: true :s3_bucket: '834599497928' :scale_x: NECB_Default :scale_y: NECB_Default :scale_z: NECB_Default :shw_eff: NECB_Default :skylight_cond: NECB_Default :skylight_solar_trans: NECB_Default :srr_set: NECB_Default :template: NECB2011 | 3.573e-05 | TRUE | 1334.2875 |  | https://s3.console.aws.amazon.com/s3/buckets/834599497928?region=ca-central-1&prefix=sara.gilani/baseline-2021-03-24/6a87033d-ede6-4783-acf8-880bd0e50e61/output/7b8d2857-979e-42a6-8e56-c24f2ab00bfa/ | 1.0.002 | 0 | 0 |  | 0 | 0 | tier_1 | 0
543 | 0 |  | NECB_Default | NECB_Default | NECB_Default | NECB_Default | NECB_Default | NECB_Default | NECB_Default | NECB_Default | HighriseApartment | NECB2015 | CAN_QC_Montreal-Trudeau.Intl.AP.716270_CWEC2016.epw | Electricity | NECB_Default | NECB_Default | NECB_Default | NECB_Default | NECB_Default | NECB_Default | NECB_Default | NECB_Default | NECB_Default | NECB_Default | NECB_Default | NECB_Default | NECB_Default | NECB_Default | NECB_Default | NECB_Default | NECB_Default | NECB_Default | NECB_Default | NECB_Default | NECB_Default | NECB_Default | NECB_Default | NECB_Default | NECB_Default | NECB_Default | NECB_Default | aws_batch | 834599497928 | [5 empty] | baseline-2021-03-24 | 6a87033d-ede6-4783-acf8-880bd0e50e61 | TRUE | TRUE | d13188dd-7027-4bcc-9a28-722487d5d315 |  | 7836.48 | 4638.6699 | 37.3 | HighriseApartment |  |  | 5 | HighriseApartment | 10 |  | 10 | NECB2015 | 0.19422 | 23884.0213 | 51.2278 | 48.757 | 24.3576 | 16.5703 | 180.0641 | 39.1513 | MONTREAL | QUEBEC | 0.23571 | 0 | 0 | 0.23571 | 15.0122 | 0 | 0 | 15.0122 | 0 | 0.059451 | 0 | 0 | 0.60655 | 0.061414 | 0 | 0.19628 | 0.063105 | 0.039275 | 0 | 0.0037581 | 0.60655 | 0.18323 | 67.7204 | 0 | Electricity | 37.3 | 0.757 | [5 empty] | 0.183 | 0.247 | 2.2 | 2.2 | 5 | Montreal-Trudeau Intl AP | CAN | 323 | 4090 | 45.471 | -73.741 | 6 | 4400 | QC | CAN_QC_Montreal-Trudeau.Intl.AP.716270_CWEC2016.epw | 0 | 3.9284 | 0.013492 | 1435.84 | 0 | 291.1654 | 19.7024 | 0.067667 | 7201.21 | 0.1 | 2021-03-24 15:26:50 +0000 | eef80c06 | 0.2.11 | :adv_dx_units: NECB_Default :analysis_id: 6a87033d-ede6-4783-acf8-880bd0e50e61 :analysis_name: baseline-2021-03-24 :boiler_eff: NECB_Default :btap_batch_version: 1.0.002 :building_type: HighriseApartment :compute_environment: aws_batch :datapoint_id: d13188dd-7027-4bcc-9a28-722487d5d315 :daylighting_type: NECB_Default :dcv_type: NECB_Default :door_construction_cond: NECB_Default :ecm_system_name: NECB_Default :enable_costing: true :epw_file: CAN_QC_Montreal-Trudeau.Intl.AP.716270_CWEC2016.epw :erv_package: NECB_Default :ext_floor_cond: NECB_Default :ext_roof_cond: NECB_Default :ext_wall_cond: NECB_Default :fdwr_set: NECB_Default :fixed_wind_solar_trans: NECB_Default :fixed_window_cond: NECB_Default :furnace_eff: NECB_Default :glass_door_cond: NECB_Default :glass_door_solar_trans: NECB_Default :ground_floor_cond: NECB_Default :ground_roof_cond: NECB_Default :ground_wall_cond: NECB_Default :lights_scale: NECB_Default :lights_type: NECB_Default :overhead_door_cond: NECB_Default :primary_heating_fuel: Electricity :pv_ground_azimuth_angle: NECB_Default :pv_ground_module_description: NECB_Default :pv_ground_tilt_angle: NECB_Default :pv_ground_total_area_pv_panels_m2: NECB_Default :pv_ground_type: NECB_Default :rotation_degrees: NECB_Default :run_annual_simulation: true :s3_bucket: '834599497928' :scale_x: NECB_Default :scale_y: NECB_Default :scale_z: NECB_Default :shw_eff: NECB_Default :skylight_cond: NECB_Default :skylight_solar_trans: NECB_Default :srr_set: NECB_Default :template: NECB2015 | 3.9559e-05 | TRUE | 1273.8189 |  | https://s3.console.aws.amazon.com/s3/buckets/834599497928?region=ca-central-1&prefix=sara.gilani/baseline-2021-03-24/6a87033d-ede6-4783-acf8-880bd0e50e61/output/d13188dd-7027-4bcc-9a28-722487d5d315/ | 1.0.002 | 0 | 0 |  | 0 | 0 | tier_1 | 0
544 | 0 |  | NECB_Default | NECB_Default | NECB_Default | NECB_Default | NECB_Default | NECB_Default | NECB_Default | NECB_Default | HighriseApartment | NECB2011 | CAN_AB_Calgary.Intl.AP.718770_CWEC2016.epw | Electricity | NECB_Default | NECB_Default | NECB_Default | NECB_Default | NECB_Default | NECB_Default | NECB_Default | NECB_Default | NECB_Default | NECB_Default | NECB_Default | NECB_Default | NECB_Default | NECB_Default | NECB_Default | NECB_Default | NECB_Default | NECB_Default | NECB_Default | NECB_Default | NECB_Default | NECB_Default | NECB_Default | NECB_Default | NECB_Default | NECB_Default | NECB_Default | aws_batch | 834599497928 | [5 empty] | baseline-2021-03-24 | 6a87033d-ede6-4783-acf8-880bd0e50e61 | TRUE | TRUE | f03ee056-2f36-4783-b055-76a387feaae5 |  | 7836.48 | 4638.6699 | 33.3 | HighriseApartment |  |  | 5 | HighriseApartment | 10 |  | 10 | NECB2011 | 0.19422 | 23884.0213 | 54.7851 | 47.3901 | 26.1353 | 9.3595 | 173.0051 | 35.3351 | CALGARY | ALBERTA | 100.0286 | 0 | 0 | 100.0286 | 9.4806 | 0 | 0 | 9.4806 | 0 | 0.035166 | 0 | 0 | 0.4558 | 0.05961 | 0 | 0.17386 | 0.063082 | 0.040272 | 0 | 0.00092644 | 0.4558 | 0.082839 | 53.2687 | 0 | Electricity | 33.3 | 0.757 | [5 empty] | 0.162 | 0.21 | 2.2 | 2.2 | 5 | Calgary Intl AP | CAN | 64 | 4781 | 51.114 | -114.02 | 7a | 5000 | AB | CAN_AB_Calgary.Intl.AP.718770_CWEC2016.epw | 0 | 1.7761 | 0.013822 | 649.17 | 0 | 128.5028 | 8.3471 | 0.064956 | 3050.86 | 0.1 | 2021-03-24 15:26:55 +0000 | eef80c06 | 0.2.11 | :adv_dx_units: NECB_Default :analysis_id: 6a87033d-ede6-4783-acf8-880bd0e50e61 :analysis_name: baseline-2021-03-24 :boiler_eff: NECB_Default :btap_batch_version: 1.0.002 :building_type: HighriseApartment :compute_environment: aws_batch :datapoint_id: f03ee056-2f36-4783-b055-76a387feaae5 :daylighting_type: NECB_Default :dcv_type: NECB_Default :door_construction_cond: NECB_Default :ecm_system_name: NECB_Default :enable_costing: true :epw_file: CAN_AB_Calgary.Intl.AP.718770_CWEC2016.epw :erv_package: NECB_Default :ext_floor_cond: NECB_Default :ext_roof_cond: NECB_Default :ext_wall_cond: NECB_Default :fdwr_set: NECB_Default :fixed_wind_solar_trans: NECB_Default :fixed_window_cond: NECB_Default :furnace_eff: NECB_Default :glass_door_cond: NECB_Default :glass_door_solar_trans: NECB_Default :ground_floor_cond: NECB_Default :ground_roof_cond: NECB_Default :ground_wall_cond: NECB_Default :lights_scale: NECB_Default :lights_type: NECB_Default :overhead_door_cond: NECB_Default :primary_heating_fuel: Electricity :pv_ground_azimuth_angle: NECB_Default :pv_ground_module_description: NECB_Default :pv_ground_tilt_angle: NECB_Default :pv_ground_total_area_pv_panels_m2: NECB_Default :pv_ground_type: NECB_Default :rotation_degrees: NECB_Default :run_annual_simulation: true :s3_bucket: '834599497928' :scale_x: NECB_Default :scale_y: NECB_Default :scale_z: NECB_Default :shw_eff: NECB_Default :skylight_cond: NECB_Default :skylight_solar_trans: NECB_Default :srr_set: NECB_Default :template: NECB2011 | 3.9559e-05 | TRUE | 1333.5811 |  | https://s3.console.aws.amazon.com/s3/buckets/834599497928?region=ca-central-1&prefix=sara.gilani/baseline-2021-03-24/6a87033d-ede6-4783-acf8-880bd0e50e61/output/f03ee056-2f36-4783-b055-76a387feaae5/ | 1.0.002 | 0 | 0 |  | 0 | 0 | tier_1 | 0
545 | 0 |  | NECB_Default | NECB_Default | NECB_Default | NECB_Default | NECB_Default | NECB_Default | NECB_Default | NECB_Default | HighriseApartment | NECB2011 | CAN_NS_Halifax.Dockyard.713280_CWEC2016.epw | Electricity | NECB_Default | NECB_Default | NECB_Default | NECB_Default | NECB_Default | NECB_Default | NECB_Default | NECB_Default | NECB_Default | NECB_Default | NECB_Default | NECB_Default | NECB_Default | NECB_Default | NECB_Default | NECB_Default | NECB_Default | NECB_Default | NECB_Default | NECB_Default | NECB_Default | NECB_Default | NECB_Default | NECB_Default | NECB_Default | NECB_Default | NECB_Default | aws_batch | 834599497928 | [5 empty] | baseline-2021-03-24 | 6a87033d-ede6-4783-acf8-880bd0e50e61 | TRUE | TRUE | 5d5b07b9-6baf-4a4e-99e2-e9e1e5a986c1 |  | 7836.48 | 4638.6699 | 40 | HighriseApartment |  |  | 5 | HighriseApartment | 10 |  | 10 | NECB2011 | 0.19422 | 23884.0213 | 46.2671 | 43.7083 | 23.5356 | 9.2672 | 155.33 | 32.5519 | HALIFAX | NOVA SCOTIA | 86.0352 | 0 | 0 | 86.0352 | 16.8731 | 0 | 0 | 16.8731 | 0 | 0.0378 | 0 | 0 | 0.42427 | 0.054295 | 0 | 0.15029 | 0.063082 | 0.040272 | 0 | 0.00095706 | 0.42427 | 0.077528 | 50.6178 | 0 | Electricity | 40 | 0.757 | [5 empty] | 0.183 | 0.247 | 2.2 | 2.2 | 5 | Halifax Dockyard | CAN | 112 | 3647 | 44.655 | -63.577 | 6 | 4000 | NS | CAN_NS_Halifax.Dockyard.713280_CWEC2016.epw | 0 | 1.6622 | 0.012935 | 607.55 | 0 | 128.5028 | 8.3471 | 0.064956 | 3050.86 | 0.1 | 2021-03-24 15:26:09 +0000 | eef80c06 | 0.2.11 | :adv_dx_units: NECB_Default :analysis_id: 6a87033d-ede6-4783-acf8-880bd0e50e61 :analysis_name: baseline-2021-03-24 :boiler_eff: NECB_Default :btap_batch_version: 1.0.002 :building_type: HighriseApartment :compute_environment: aws_batch :datapoint_id: 5d5b07b9-6baf-4a4e-99e2-e9e1e5a986c1 :daylighting_type: NECB_Default :dcv_type: NECB_Default :door_construction_cond: NECB_Default :ecm_system_name: NECB_Default :enable_costing: true :epw_file: CAN_NS_Halifax.Dockyard.713280_CWEC2016.epw :erv_package: NECB_Default :ext_floor_cond: NECB_Default :ext_roof_cond: NECB_Default :ext_wall_cond: NECB_Default :fdwr_set: NECB_Default :fixed_wind_solar_trans: NECB_Default :fixed_window_cond: NECB_Default :furnace_eff: NECB_Default :glass_door_cond: NECB_Default :glass_door_solar_trans: NECB_Default :ground_floor_cond: NECB_Default :ground_roof_cond: NECB_Default :ground_wall_cond: NECB_Default :lights_scale: NECB_Default :lights_type: NECB_Default :overhead_door_cond: NECB_Default :primary_heating_fuel: Electricity :pv_ground_azimuth_angle: NECB_Default :pv_ground_module_description: NECB_Default :pv_ground_tilt_angle: NECB_Default :pv_ground_total_area_pv_panels_m2: NECB_Default :pv_ground_type: NECB_Default :rotation_degrees: NECB_Default :run_annual_simulation: true :s3_bucket: '834599497928' :scale_x: NECB_Default :scale_y: NECB_Default :scale_z: NECB_Default :shw_eff: NECB_Default :skylight_cond: NECB_Default :skylight_solar_trans: NECB_Default :srr_set: NECB_Default :template: NECB2011 | 4.7215e-05 | TRUE | 1335.7912 |  | https://s3.console.aws.amazon.com/s3/buckets/834599497928?region=ca-central-1&prefix=sara.gilani/baseline-2021-03-24/6a87033d-ede6-4783-acf8-880bd0e50e61/output/5d5b07b9-6baf-4a4e-99e2-e9e1e5a986c1/ | 1.0.002 | 0 | 0 |  | 0 | 0 | tier_1 | 0
546 | 0 |  | NECB_Default | NECB_Default | NECB_Default | NECB_Default | NECB_Default | NECB_Default | NECB_Default | NECB_Default | HighriseApartment | NECB2015 | CAN_NS_Halifax.Dockyard.713280_CWEC2016.epw | NaturalGas | NECB_Default | NECB_Default | NECB_Default | NECB_Default | NECB_Default | NECB_Default | NECB_Default | NECB_Default | NECB_Default | NECB_Default | NECB_Default | NECB_Default | NECB_Default | NECB_Default | NECB_Default | NECB_Default | NECB_Default | NECB_Default | NECB_Default | NECB_Default | NECB_Default | NECB_Default | NECB_Default | NECB_Default | NECB_Default | NECB_Default | NECB_Default | aws_batch | 834599497928 | [5 empty] | baseline-2021-03-24 | 6a87033d-ede6-4783-acf8-880bd0e50e61 | TRUE | TRUE | 47907842-01dd-4ede-9b98-1693984b264b |  | 7836.48 | 4638.6699 | 40 | HighriseApartment |  |  | 5 | HighriseApartment | 10 |  | 10 | NECB2015 | 0.19422 | 23884.0213 | 46.2671 | 65.9603 | 23.5356 | 4.5871 | 177.9127 | 37.5626 | HALIFAX | NOVA SCOTIA | 42.7873 | 23.402 | 0 | 66.1892 | 8.3914 | 5.9069 | 0 | 14.2983 | 0 | 0.048481 | 0 | 0 | 0.211 | 0.055881 | 0 | 0.23625 | 0.063105 | 0.039275 | 0.47029 | 0.0042162 | 0.68129 | 0.23405 | 19.5824 | 57.7885 | Natural Gas | 40 | 0.757 | [5 empty] | 0.183 | 0.247 | 2.2 | 2.2 | 5 | Halifax Dockyard | CAN | 112 | 3647 | 44.655 | -63.577 | 6 | 4000 | NS | CAN_NS_Halifax.Dockyard.713280_CWEC2016.epw | 0 | 0 | 0 | 0 | 1834.1 | 291.1654 | 19.7024 | 0.067667 | 7201.21 | 0.1 | 2021-03-24 15:26:35 +0000 | eef80c06 | 0.2.11 | :adv_dx_units: NECB_Default :analysis_id: 6a87033d-ede6-4783-acf8-880bd0e50e61 :analysis_name: baseline-2021-03-24 :boiler_eff: NECB_Default :btap_batch_version: 1.0.002 :building_type: HighriseApartment :compute_environment: aws_batch :datapoint_id: 47907842-01dd-4ede-9b98-1693984b264b :daylighting_type: NECB_Default :dcv_type: NECB_Default :door_construction_cond: NECB_Default :ecm_system_name: NECB_Default :enable_costing: true :epw_file: CAN_NS_Halifax.Dockyard.713280_CWEC2016.epw :erv_package: NECB_Default :ext_floor_cond: NECB_Default :ext_roof_cond: NECB_Default :ext_wall_cond: NECB_Default :fdwr_set: NECB_Default :fixed_wind_solar_trans: NECB_Default :fixed_window_cond: NECB_Default :furnace_eff: NECB_Default :glass_door_cond: NECB_Default :glass_door_solar_trans: NECB_Default :ground_floor_cond: NECB_Default :ground_roof_cond: NECB_Default :ground_wall_cond: NECB_Default :lights_scale: NECB_Default :lights_type: NECB_Default :overhead_door_cond: NECB_Default :primary_heating_fuel: NaturalGas :pv_ground_azimuth_angle: NECB_Default :pv_ground_module_description: NECB_Default :pv_ground_tilt_angle: NECB_Default :pv_ground_total_area_pv_panels_m2: NECB_Default :pv_ground_type: NECB_Default :rotation_degrees: NECB_Default :run_annual_simulation: true :s3_bucket: '834599497928' :scale_x: NECB_Default :scale_y: NECB_Default :scale_z: NECB_Default :shw_eff: NECB_Default :skylight_cond: NECB_Default :skylight_solar_trans: NECB_Default :srr_set: NECB_Default :template: NECB2015 | 3.9559e-05 | TRUE | 1274.705 |  | https://s3.console.aws.amazon.com/s3/buckets/834599497928?region=ca-central-1&prefix=sara.gilani/baseline-2021-03-24/6a87033d-ede6-4783-acf8-880bd0e50e61/output/47907842-01dd-4ede-9b98-1693984b264b/ | 1.0.002 | 0 | 0 |  | 0 | 0 | tier_1 | 0
547 | 0 |  | NECB_Default | NECB_Default | NECB_Default | NECB_Default | NECB_Default | NECB_Default | NECB_Default | NECB_Default | HighriseApartment | NECB2015 | CAN_AB_Edmonton.Intl.AP.711230_CWEC2016.epw | NaturalGas | NECB_Default | NECB_Default | NECB_Default | NECB_Default | NECB_Default | NECB_Default | NECB_Default | NECB_Default | NECB_Default | NECB_Default | NECB_Default | NECB_Default | NECB_Default | NECB_Default | NECB_Default | NECB_Default | NECB_Default | NECB_Default | NECB_Default | NECB_Default | NECB_Default | NECB_Default | NECB_Default | NECB_Default | NECB_Default | NECB_Default | NECB_Default | aws_batch | 834599497928 | [5 empty] | baseline-2021-03-24 | 6a87033d-ede6-4783-acf8-880bd0e50e61 | TRUE | TRUE | ce22b7b7-2059-42f0-aca7-1d2e4b3e3676 |  | 7836.48 | 4638.6699 | 32.5 | HighriseApartment |  |  | 5 | HighriseApartment | 10 |  | 10 | NECB2015 | 0.19422 | 23884.0213 | 55.1534 | 74.9268 | 26.4522 | 4.7091 | 202.4838 | 41.2423 | EDMONTON | ALBERTA | 45.9578 | 30.0319 | 0 | 75.9897 | 4.3558 | 2.1425 | 0 | 6.4984 | 0 | 0.040726 | 0 | 0 | 0.20942 | 0.061917 | 0 | 0.33505 | 0.063105 | 0.039275 | 0.59514 | 0.0043617 | 0.80456 | 0.26009 | 21.7173 | 68.1073 | Natural Gas | 32.5 | 0.757 | [5 empty] | 0.162 | 0.21 | 2.2 | 2.2 | 5 | Edmonton Intl AP | CAN | 23 | 5588 | 53.31 | -113.579 | 7a | 5120 | AB | CAN_AB_Edmonton.Intl.AP.711230_CWEC2016.epw | 0 | 0 | 0 | 0 | 2038.22 | 291.1654 | 19.7024 | 0.067667 | 7201.21 | 0.1 | 2021-03-24 15:26:47 +0000 | eef80c06 | 0.2.11 | :adv_dx_units: NECB_Default :analysis_id: 6a87033d-ede6-4783-acf8-880bd0e50e61 :analysis_name: baseline-2021-03-24 :boiler_eff: NECB_Default :btap_batch_version: 1.0.002 :building_type: HighriseApartment :compute_environment: aws_batch :datapoint_id: ce22b7b7-2059-42f0-aca7-1d2e4b3e3676 :daylighting_type: NECB_Default :dcv_type: NECB_Default :door_construction_cond: NECB_Default :ecm_system_name: NECB_Default :enable_costing: true :epw_file: CAN_AB_Edmonton.Intl.AP.711230_CWEC2016.epw :erv_package: NECB_Default :ext_floor_cond: NECB_Default :ext_roof_cond: NECB_Default :ext_wall_cond: NECB_Default :fdwr_set: NECB_Default :fixed_wind_solar_trans: NECB_Default :fixed_window_cond: NECB_Default :furnace_eff: NECB_Default :glass_door_cond: NECB_Default :glass_door_solar_trans: NECB_Default :ground_floor_cond: NECB_Default :ground_roof_cond: NECB_Default :ground_wall_cond: NECB_Default :lights_scale: NECB_Default :lights_type: NECB_Default :overhead_door_cond: NECB_Default :primary_heating_fuel: NaturalGas :pv_ground_azimuth_angle: NECB_Default :pv_ground_module_description: NECB_Default :pv_ground_tilt_angle: NECB_Default :pv_ground_total_area_pv_panels_m2: NECB_Default :pv_ground_type: NECB_Default :rotation_degrees: NECB_Default :run_annual_simulation: true :s3_bucket: '834599497928' :scale_x: NECB_Default :scale_y: NECB_Default :scale_z: NECB_Default :shw_eff: NECB_Default :skylight_cond: NECB_Default :skylight_solar_trans: NECB_Default :srr_set: NECB_Default :template: NECB2015 | 3.0626e-05 | TRUE | 1274.3133 |  | https://s3.console.aws.amazon.com/s3/buckets/834599497928?region=ca-central-1&prefix=sara.gilani/baseline-2021-03-24/6a87033d-ede6-4783-acf8-880bd0e50e61/output/ce22b7b7-2059-42f0-aca7-1d2e4b3e3676/ | 1.0.002 | 0 | 0 |  | 0 | 0 | tier_1 | 0
548 | 0 |  | NECB_Default | NECB_Default | NECB_Default | NECB_Default | NECB_Default | NECB_Default | NECB_Default | NECB_Default | HighriseApartment | NECB2015 | CAN_YT_Whitehorse.Intl.AP.719640_CWEC2016.epw | Electricity | NECB_Default | NECB_Default | NECB_Default | NECB_Default | NECB_Default | NECB_Default | NECB_Default | NECB_Default | NECB_Default | NECB_Default | NECB_Default | NECB_Default | NECB_Default | NECB_Default | NECB_Default | NECB_Default | NECB_Default | NECB_Default | NECB_Default | NECB_Default | NECB_Default | NECB_Default | NECB_Default | NECB_Default | NECB_Default | NECB_Default | NECB_Default | aws_batch | 834599497928 | [5 empty] | baseline-2021-03-24 | 6a87033d-ede6-4783-acf8-880bd0e50e61 | TRUE | TRUE | 1f4d42d3-7c7b-43f8-b5b1-0c1233c20c9f |  | 7836.48 | 4638.6699 | 22.8 | HighriseApartment |  |  | 5 | HighriseApartment | 10 |  | 10 | NECB2015 | 0.19422 | 23884.0213 | 52.9557 | 39.7925 | 23.1801 | 16.291 | 172.4077 | 40.1883 | WHITEHORSE | YUKON | 10.5579 | 0 | 0 | 10.5579 | 24.1789 | 0 | 0 | 24.1789 | 0 | 0.024279 | 0 | 0 | 0.6788 | 0.057064 | 5.1043e-06 | 0.28012 | 0.063105 | 0.039275 | 0 | 0.0037083 | 0.6788 | 0.21122 | 67.4947 | 0 | Electricity | 22.8 | 0.757 | [5 empty] | 0.162 | 0.21 | 2.2 | 2.2 | 5 | Whitehorse Intl AP | CAN | 5 | 6491 | 60.709 | -135.069 | 7b | 6580 | YT | CAN_YT_Whitehorse.Intl.AP.719640_CWEC2016.epw | 0 | 4.5287 | 0.015554 | 1655.23 | 0 | 291.1654 | 19.7024 | 0.067667 | 7201.21 | 0.1 | 2021-03-24 15:26:29 +0000 | eef80c06 | 0.2.11 | :adv_dx_units: NECB_Default :analysis_id: 6a87033d-ede6-4783-acf8-880bd0e50e61 :analysis_name: baseline-2021-03-24 :boiler_eff: NECB_Default :btap_batch_version: 1.0.002 :building_type: HighriseApartment :compute_environment: aws_batch :datapoint_id: 1f4d42d3-7c7b-43f8-b5b1-0c1233c20c9f :daylighting_type: NECB_Default :dcv_type: NECB_Default :door_construction_cond: NECB_Default :ecm_system_name: NECB_Default :enable_costing: true :epw_file: CAN_YT_Whitehorse.Intl.AP.719640_CWEC2016.epw :erv_package: NECB_Default :ext_floor_cond: NECB_Default :ext_roof_cond: NECB_Default :ext_wall_cond: NECB_Default :fdwr_set: NECB_Default :fixed_wind_solar_trans: NECB_Default :fixed_window_cond: NECB_Default :furnace_eff: NECB_Default :glass_door_cond: NECB_Default :glass_door_solar_trans: NECB_Default :ground_floor_cond: NECB_Default :ground_roof_cond: NECB_Default :ground_wall_cond: NECB_Default :lights_scale: NECB_Default :lights_type: NECB_Default :overhead_door_cond: NECB_Default :primary_heating_fuel: Electricity :pv_ground_azimuth_angle: NECB_Default :pv_ground_module_description: NECB_Default :pv_ground_tilt_angle: NECB_Default :pv_ground_total_area_pv_panels_m2: NECB_Default :pv_ground_type: NECB_Default :rotation_degrees: NECB_Default :run_annual_simulation: true :s3_bucket: '834599497928' :scale_x: NECB_Default :scale_y: NECB_Default :scale_z: NECB_Default :shw_eff: NECB_Default :skylight_cond: NECB_Default :skylight_solar_trans: NECB_Default :srr_set: NECB_Default :template: NECB2015 | 2.0417e-05 | TRUE | 1272.65 |  | https://s3.console.aws.amazon.com/s3/buckets/834599497928?region=ca-central-1&prefix=sara.gilani/baseline-2021-03-24/6a87033d-ede6-4783-acf8-880bd0e50e61/output/1f4d42d3-7c7b-43f8-b5b1-0c1233c20c9f/ | 1.0.002 | 0 | 0 |  | 0 | 0 | tier_1 | 0
549 | 0 |  | NECB_Default | NECB_Default | NECB_Default | NECB_Default | NECB_Default | NECB_Default | NECB_Default | NECB_Default | HighriseApartment | NECB2015 | CAN_BC_Vancouver.Intl.AP.718920_CWEC2016.epw | NaturalGas | NECB_Default | NECB_Default | NECB_Default | NECB_Default | NECB_Default | NECB_Default | NECB_Default | NECB_Default | NECB_Default | NECB_Default | NECB_Default | NECB_Default | NECB_Default | NECB_Default | NECB_Default | NECB_Default | NECB_Default | NECB_Default | NECB_Default | NECB_Default | NECB_Default | NECB_Default | NECB_Default | NECB_Default | NECB_Default | NECB_Default | NECB_Default | aws_batch | 834599497928 | [5 empty] | baseline-2021-03-24 | 6a87033d-ede6-4783-acf8-880bd0e50e61 | TRUE | TRUE | 2b6ae5ba-c90f-474e-b1b8-273dff039277 |  | 7836.48 | 4638.6699 | 40 | HighriseApartment |  |  | 5 | HighriseApartment | 10 |  | 10 | NECB2015 | 0.19422 | 23884.0213 | 49.8459 | 64.9704 | 23.6488 | 4.6453 | 180.9901 | 37.8797 | VANCOUVER | BRITISH COLUMBIA | 0.60317 | 20.8813 | 0 | 21.4844 | 6.0232 | 4.6845 | 0 | 10.7078 | 0 | 0.048144 | 0 | 0 | 0.21284 | 0.058161 | 0 | 0.19033 | 0.063105 | 0.039275 | 0.41419 | 0.0041115 | 0.62703 | 0.22386 | 21.3055 | 37.317 | Natural Gas | 40 | 0.757 | [5 empty] | 0.227 | 0.315 | 2.4 | 2.4 | 5 | Vancouver Intl AP | CAN | 42 | 2797 | 49.195 | -123.184 | 4 | 2800 | BC | CAN_BC_Vancouver.Intl.AP.718920_CWEC2016.epw | 0 | 0 | 0 | 0 | 1754.26 | 291.1654 | 19.7024 | 0.067667 | 7201.21 | 0.1 | 2021-03-24 15:26:38 +0000 | eef80c06 | 0.2.11 | :adv_dx_units: NECB_Default :analysis_id: 6a87033d-ede6-4783-acf8-880bd0e50e61 :analysis_name: baseline-2021-03-24 :boiler_eff: NECB_Default :btap_batch_version: 1.0.002 :building_type: HighriseApartment :compute_environment: aws_batch :datapoint_id: 2b6ae5ba-c90f-474e-b1b8-273dff039277 :daylighting_type: NECB_Default :dcv_type: NECB_Default :door_construction_cond: NECB_Default :ecm_system_name: NECB_Default :enable_costing: true :epw_file: CAN_BC_Vancouver.Intl.AP.718920_CWEC2016.epw :erv_package: NECB_Default :ext_floor_cond: NECB_Default :ext_roof_cond: NECB_Default :ext_wall_cond: NECB_Default :fdwr_set: NECB_Default :fixed_wind_solar_trans: NECB_Default :fixed_window_cond: NECB_Default :furnace_eff: NECB_Default :glass_door_cond: NECB_Default :glass_door_solar_trans: NECB_Default :ground_floor_cond: NECB_Default :ground_roof_cond: NECB_Default :ground_wall_cond: NECB_Default :lights_scale: NECB_Default :lights_type: NECB_Default :overhead_door_cond: NECB_Default :primary_heating_fuel: NaturalGas :pv_ground_azimuth_angle: NECB_Default :pv_ground_module_description: NECB_Default :pv_ground_tilt_angle: NECB_Default :pv_ground_total_area_pv_panels_m2: NECB_Default :pv_ground_type: NECB_Default :rotation_degrees: NECB_Default :run_annual_simulation: true :s3_bucket: '834599497928' :scale_x: NECB_Default :scale_y: NECB_Default :scale_z: NECB_Default :shw_eff: NECB_Default :skylight_cond: NECB_Default :skylight_solar_trans: NECB_Default :srr_set: NECB_Default :template: NECB2015 | 3.9559e-05 | TRUE | 1275.1392 |  | https://s3.console.aws.amazon.com/s3/buckets/834599497928?region=ca-central-1&prefix=sara.gilani/baseline-2021-03-24/6a87033d-ede6-4783-acf8-880bd0e50e61/output/2b6ae5ba-c90f-474e-b1b8-273dff039277/ | 1.0.002 | 0 | 0 |  | 0 | 0 | tier_1 | 0
550 | 0 |  | NECB_Default | NECB_Default | NECB_Default | NECB_Default | NECB_Default | NECB_Default | NECB_Default | NECB_Default | SmallHotel | NECB2011 | CAN_YT_Whitehorse.Intl.AP.719640_CWEC2016.epw | NaturalGas | NECB_Default | NECB_Default | NECB_Default | NECB_Default | NECB_Default | NECB_Default | NECB_Default | NECB_Default | NECB_Default | NECB_Default | NECB_Default | NECB_Default | NECB_Default | NECB_Default | NECB_Default | NECB_Default | NECB_Default | NECB_Default | NECB_Default | NECB_Default | NECB_Default | NECB_Default | NECB_Default | NECB_Default | NECB_Default | NECB_Default | NECB_Default | aws_batch | 834599497928 | [5 empty] | baseline-2021-03-24 | 6a87033d-ede6-4783-acf8-880bd0e50e61 | TRUE | TRUE | fc19b10e-fff4-4f82-9bcc-1d27f4bf3223 |  | 4013.58 | 2697.9741 | 22.8 | SmallHotel |  |  | 5 | SmallHotel | 4 |  | 4 | NECB2011 | 0.23215 | 11621.7287 | 58.5232 | 64.8867 | 59.2693 | 6.7902 | 356.6481 | 167.1786 | WHITEHORSE | YUKON | 3.6139 | 40.8964 | 0 | 44.5104 | 8.2763 | 7.4543 | 0 | 15.7307 | 0 | 0.017839 | 0 | 0 | 0.23235 | 0.082027 | 0 | 0.46232 | 0.024402 | 0.098127 | 0.82187 | 0.0099039 | 1.0542 | 0.35954 | 17.1954 | 85.2943 | Natural Gas | 22.8 | 0.757 | [5 empty] | 0.162 | 0.21 | 2.2 | 2.2 | 5 | Whitehorse Intl AP | CAN | 5 | 6491 | 60.709 | -135.069 | 7b | 6580 | YT | CAN_YT_Whitehorse.Intl.AP.719640_CWEC2016.epw | 0 | 0 | 0 | 0 | 1443.06 | 160.3432 | 13.2057 | 0.082359 | 4826.69 | 0.1 | 2021-03-24 15:27:13 +0000 | eef80c06 | 0.2.11 | :adv_dx_units: NECB_Default :analysis_id: 6a87033d-ede6-4783-acf8-880bd0e50e61 :analysis_name: baseline-2021-03-24 :boiler_eff: NECB_Default :btap_batch_version: 1.0.002 :building_type: SmallHotel :compute_environment: aws_batch :datapoint_id: fc19b10e-fff4-4f82-9bcc-1d27f4bf3223 :daylighting_type: NECB_Default :dcv_type: NECB_Default :door_construction_cond: NECB_Default :ecm_system_name: NECB_Default :enable_costing: true :epw_file: CAN_YT_Whitehorse.Intl.AP.719640_CWEC2016.epw :erv_package: NECB_Default :ext_floor_cond: NECB_Default :ext_roof_cond: NECB_Default :ext_wall_cond: NECB_Default :fdwr_set: NECB_Default :fixed_wind_solar_trans: NECB_Default :fixed_window_cond: NECB_Default :furnace_eff: NECB_Default :glass_door_cond: NECB_Default :glass_door_solar_trans: NECB_Default :ground_floor_cond: NECB_Default :ground_roof_cond: NECB_Default :ground_wall_cond: NECB_Default :lights_scale: NECB_Default :lights_type: NECB_Default :overhead_door_cond: NECB_Default :primary_heating_fuel: NaturalGas :pv_ground_azimuth_angle: NECB_Default :pv_ground_module_description: NECB_Default :pv_ground_tilt_angle: NECB_Default :pv_ground_total_area_pv_panels_m2: NECB_Default :pv_ground_type: NECB_Default :rotation_degrees: NECB_Default :run_annual_simulation: true :s3_bucket: '834599497928' :scale_x: NECB_Default :scale_y: NECB_Default :scale_z: NECB_Default :shw_eff: NECB_Default :skylight_cond: NECB_Default :skylight_solar_trans: NECB_Default :srr_set: NECB_Default :template: NECB2011 | 5.2322e-05 | TRUE | 1833.8697 |  | https://s3.console.aws.amazon.com/s3/buckets/834599497928?region=ca-central-1&prefix=sara.gilani/baseline-2021-03-24/6a87033d-ede6-4783-acf8-880bd0e50e61/output/fc19b10e-fff4-4f82-9bcc-1d27f4bf3223/ | 1.0.002 | 0 | 0 |  | 0 | 0 | tier_1 | 0
551 | 0 |  | NECB_Default | NECB_Default | NECB_Default | NECB_Default | NECB_Default | NECB_Default | NECB_Default | NECB_Default | SmallHotel | NECB2011 | CAN_AB_Calgary.Intl.AP.718770_CWEC2016.epw | Electricity | NECB_Default | NECB_Default | NECB_Default | NECB_Default | NECB_Default | NECB_Default | NECB_Default | NECB_Default | NECB_Default | NECB_Default | NECB_Default | NECB_Default | NECB_Default | NECB_Default | NECB_Default | NECB_Default | NECB_Default | NECB_Default | NECB_Default | NECB_Default | NECB_Default | NECB_Default | NECB_Default | NECB_Default | NECB_Default | NECB_Default | NECB_Default | aws_batch | 834599497928 | [5 empty] | baseline-2021-03-24 | 6a87033d-ede6-4783-acf8-880bd0e50e61 | TRUE | TRUE | 84c4dc10-cad0-4881-8885-4316edffe2c7 |  | 4013.58 | 2697.9741 | 33.3 | SmallHotel |  |  | 5 | SmallHotel | 4 |  | 4 | NECB2011 | 0.23215 | 11621.7287 | 69.7507 | 45.1922 | 66.0486 | 28.0019 | 370.427 | 161.4336 | CALGARY | ALBERTA | 168.2028 | 0 | 0 | 168.2028 | 15.9421 | 0 | 0 | 15.9421 | 0 | 0.034642 | 0 | 0 | 0.76645 | 0.096271 | 0 | 0.2548 | 0.024402 | 0.098127 | 0 | 0.0017316 | 0.76645 | 0.25637 | 74.9044 | 0 | Electricity | 33.3 | 0.757 | [5 empty] | 0.162 | 0.21 | 2.2 | 2.2 | 5 | Calgary Intl AP | CAN | 64 | 4781 | 51.114 | -114.02 | 7a | 5000 | AB | CAN_AB_Calgary.Intl.AP.718770_CWEC2016.epw | 0 | 2.8152 | 0.017558 | 1028.97 | 0 | 160.3432 | 13.2057 | 0.082359 | 4826.69 | 0.1 | 2021-03-24 15:27:20 +0000 | eef80c06 | 0.2.11 | :adv_dx_units: NECB_Default :analysis_id: 6a87033d-ede6-4783-acf8-880bd0e50e61 :analysis_name: baseline-2021-03-24 :boiler_eff: NECB_Default :btap_batch_version: 1.0.002 :building_type: SmallHotel :compute_environment: aws_batch :datapoint_id: 84c4dc10-cad0-4881-8885-4316edffe2c7 :daylighting_type: NECB_Default :dcv_type: NECB_Default :door_construction_cond: NECB_Default :ecm_system_name: NECB_Default :enable_costing: true :epw_file: CAN_AB_Calgary.Intl.AP.718770_CWEC2016.epw :erv_package: NECB_Default :ext_floor_cond: NECB_Default :ext_roof_cond: NECB_Default :ext_wall_cond: NECB_Default :fdwr_set: NECB_Default :fixed_wind_solar_trans: NECB_Default :fixed_window_cond: NECB_Default :furnace_eff: NECB_Default :glass_door_cond: NECB_Default :glass_door_solar_trans: NECB_Default :ground_floor_cond: NECB_Default :ground_roof_cond: NECB_Default :ground_wall_cond: NECB_Default :lights_scale: NECB_Default :lights_type: NECB_Default :overhead_door_cond: NECB_Default :primary_heating_fuel: Electricity :pv_ground_azimuth_angle: NECB_Default :pv_ground_module_description: NECB_Default :pv_ground_tilt_angle: NECB_Default :pv_ground_total_area_pv_panels_m2: NECB_Default :pv_ground_type: NECB_Default :rotation_degrees: NECB_Default :run_annual_simulation: true :s3_bucket: '834599497928' :scale_x: NECB_Default :scale_y: NECB_Default :scale_z: NECB_Default :shw_eff: NECB_Default :skylight_cond: NECB_Default :skylight_solar_trans: NECB_Default :srr_set: NECB_Default :template: NECB2011 | 9.9662e-05 | TRUE | 1838.5852 |  | https://s3.console.aws.amazon.com/s3/buckets/834599497928?region=ca-central-1&prefix=sara.gilani/baseline-2021-03-24/6a87033d-ede6-4783-acf8-880bd0e50e61/output/84c4dc10-cad0-4881-8885-4316edffe2c7/ | 1.0.002 | 0 | 0 |  | 0 | 0 | tier_1 | 0
552 | 0 |  | NECB_Default | NECB_Default | NECB_Default | NECB_Default | NECB_Default | NECB_Default | NECB_Default | NECB_Default | SmallHotel | NECB2011 | CAN_ON_Toronto.Pearson.Intl.AP.716240_CWEC2016.epw | NaturalGas | NECB_Default | NECB_Default | NECB_Default | NECB_Default | NECB_Default | NECB_Default | NECB_Default | NECB_Default | NECB_Default | NECB_Default | NECB_Default | NECB_Default | NECB_Default | NECB_Default | NECB_Default | NECB_Default | NECB_Default | NECB_Default | NECB_Default | NECB_Default | NECB_Default | NECB_Default | NECB_Default | NECB_Default | NECB_Default | NECB_Default | NECB_Default | aws_batch | 834599497928 | [5 empty] | baseline-2021-03-24 | 6a87033d-ede6-4783-acf8-880bd0e50e61 | TRUE | TRUE | 618d83ce-cada-42f1-ad87-a8024ee57dbe |  | 4013.58 | 2697.9741 | 40 | SmallHotel |  |  | 5 | SmallHotel | 4 |  | 4 | NECB2011 | 0.23215 | 11621.7287 | 74.0056 | 77.2597 | 66.3781 | 7.1681 | 418.1409 | 193.3293 | TORONTO | ONTARIO | 1.5863 | 28.627 | 0 | 30.2133 | 12.7094 | 5.0512 | 0 | 17.7607 | 0 | 0.058158 | 0 | 0 | 0.28561 | 0.095262 | 0 | 0.27425 | 0.024402 | 0.098127 | 0.57927 | 0.0094703 | 0.86488 | 0.30502 | 26.2352 | 89.141 | Natural Gas | 40 | 0.757 | [5 empty] | 0.183 | 0.278 | 2.2 | 2.2 | 5 | Toronto Pearson Intl AP | CAN | 382 | 3615 | 43.677 | -79.631 | 5 | 3890 | ON | CAN_ON_Toronto.Pearson.Intl.AP.716240_CWEC2016.epw | 0 | 0 | 0 | 0 | 1224.22 | 160.3432 | 13.2057 | 0.082359 | 4826.69 | 0.1 | 2021-03-24 15:27:04 +0000 | eef80c06 | 0.2.11 | :adv_dx_units: NECB_Default :analysis_id: 6a87033d-ede6-4783-acf8-880bd0e50e61 :analysis_name: baseline-2021-03-24 :boiler_eff: NECB_Default :btap_batch_version: 1.0.002 :building_type: SmallHotel :compute_environment: aws_batch :datapoint_id: 618d83ce-cada-42f1-ad87-a8024ee57dbe :daylighting_type: NECB_Default :dcv_type: NECB_Default :door_construction_cond: NECB_Default :ecm_system_name: NECB_Default :enable_costing: true :epw_file: CAN_ON_Toronto.Pearson.Intl.AP.716240_CWEC2016.epw :erv_package: NECB_Default :ext_floor_cond: NECB_Default :ext_roof_cond: NECB_Default :ext_wall_cond: NECB_Default :fdwr_set: NECB_Default :fixed_wind_solar_trans: NECB_Default :fixed_window_cond: NECB_Default :furnace_eff: NECB_Default :glass_door_cond: NECB_Default :glass_door_solar_trans: NECB_Default :ground_floor_cond: NECB_Default :ground_roof_cond: NECB_Default :ground_wall_cond: NECB_Default :lights_scale: NECB_Default :lights_type: NECB_Default :overhead_door_cond: NECB_Default :primary_heating_fuel: NaturalGas :pv_ground_azimuth_angle: NECB_Default :pv_ground_module_description: NECB_Default :pv_ground_tilt_angle: NECB_Default :pv_ground_total_area_pv_panels_m2: NECB_Default :pv_ground_type: NECB_Default :rotation_degrees: NECB_Default :run_annual_simulation: true :s3_bucket: '834599497928' :scale_x: NECB_Default :scale_y: NECB_Default :scale_z: NECB_Default :shw_eff: NECB_Default :skylight_cond: NECB_Default :skylight_solar_trans: NECB_Default :srr_set: NECB_Default :template: NECB2011 | 0.00018936 | TRUE | 1839.1806 |  | https://s3.console.aws.amazon.com/s3/buckets/834599497928?region=ca-central-1&prefix=sara.gilani/baseline-2021-03-24/6a87033d-ede6-4783-acf8-880bd0e50e61/output/618d83ce-cada-42f1-ad87-a8024ee57dbe/ | 1.0.002 | 0 | 0 |  | 0 | 0 | tier_1 | 0
553 | 0 |  | NECB_Default | NECB_Default | NECB_Default | NECB_Default | NECB_Default | NECB_Default | NECB_Default | NECB_Default | SmallHotel | NECB2015 | CAN_AB_Calgary.Intl.AP.718770_CWEC2016.epw | NaturalGas | NECB_Default | NECB_Default | NECB_Default | NECB_Default | NECB_Default | NECB_Default | NECB_Default | NECB_Default | NECB_Default | NECB_Default | NECB_Default | NECB_Default | NECB_Default | NECB_Default | NECB_Default | NECB_Default | NECB_Default | NECB_Default | NECB_Default | NECB_Default | NECB_Default | NECB_Default | NECB_Default | NECB_Default | NECB_Default | NECB_Default | NECB_Default | aws_batch | 834599497928 | [5 empty] | baseline-2021-03-24 | 6a87033d-ede6-4783-acf8-880bd0e50e61 | TRUE | TRUE | 92be61aa-769a-4a8b-a535-1422dd12cfbf |  | 4013.58 | 2697.9741 | 33.3 | SmallHotel |  |  | 5 | SmallHotel | 4 |  | 4 | NECB2015 | 0.23215 | 11621.7287 | 69.74 | 74.5255 | 37.8203 | 7.1074 | 377.6627 | 188.4695 | CALGARY | ALBERTA | 47.0215 | 26.0705 | 0 | 73.092 | 4.4567 | 1.8599 | 0 | 6.3166 | 0 | 0.028341 | 0 | 0 | 0.21426 | 0.089434 | 0 | 0.2747 | 0.019673 | 0.065495 | 0.51664 | 0.011234 | 0.7309 | 0.24194 | 19.7448 | 73.9591 | Natural Gas | 33.3 | 0.757 | [5 empty] | 0.162 | 0.21 | 2.2 | 2.2 | 5 | Calgary Intl AP | CAN | 64 | 4781 | 51.114 | -114.02 | 7a | 5000 | AB | CAN_AB_Calgary.Intl.AP.718770_CWEC2016.epw | 0 | 0 | 0 | 0 | 971.03 | 160.2628 | 9.2987 | 0.058022 | 3398.69 | 0.1 | 2021-03-24 15:27:56 +0000 | eef80c06 | 0.2.11 | :adv_dx_units: NECB_Default :analysis_id: 6a87033d-ede6-4783-acf8-880bd0e50e61 :analysis_name: baseline-2021-03-24 :boiler_eff: NECB_Default :btap_batch_version: 1.0.002 :building_type: SmallHotel :compute_environment: aws_batch :datapoint_id: 92be61aa-769a-4a8b-a535-1422dd12cfbf :daylighting_type: NECB_Default :dcv_type: NECB_Default :door_construction_cond: NECB_Default :ecm_system_name: NECB_Default :enable_costing: true :epw_file: CAN_AB_Calgary.Intl.AP.718770_CWEC2016.epw :erv_package: NECB_Default :ext_floor_cond: NECB_Default :ext_roof_cond: NECB_Default :ext_wall_cond: NECB_Default :fdwr_set: NECB_Default :fixed_wind_solar_trans: NECB_Default :fixed_window_cond: NECB_Default :furnace_eff: NECB_Default :glass_door_cond: NECB_Default :glass_door_solar_trans: NECB_Default :ground_floor_cond: NECB_Default :ground_roof_cond: NECB_Default :ground_wall_cond: NECB_Default :lights_scale: NECB_Default :lights_type: NECB_Default :overhead_door_cond: NECB_Default :primary_heating_fuel: NaturalGas :pv_ground_azimuth_angle: NECB_Default :pv_ground_module_description: NECB_Default :pv_ground_tilt_angle: NECB_Default :pv_ground_total_area_pv_panels_m2: NECB_Default :pv_ground_type: NECB_Default :rotation_degrees: NECB_Default :run_annual_simulation: true :s3_bucket: '834599497928' :scale_x: NECB_Default :scale_y: NECB_Default :scale_z: NECB_Default :shw_eff: NECB_Default :skylight_cond: NECB_Default :skylight_solar_trans: NECB_Default :srr_set: NECB_Default :template: NECB2015 | 8.4712e-05 | TRUE | 1840.0975 |  | https://s3.console.aws.amazon.com/s3/buckets/834599497928?region=ca-central-1&prefix=sara.gilani/baseline-2021-03-24/6a87033d-ede6-4783-acf8-880bd0e50e61/output/92be61aa-769a-4a8b-a535-1422dd12cfbf/ | 1.0.002 | 0 | 0 |  | 0 | 0 | tier_1 | 0
554 | 0 |  | NECB_Default | NECB_Default | NECB_Default | NECB_Default | NECB_Default | NECB_Default | NECB_Default | NECB_Default | LargeHotel | NECB2015 | CAN_NS_Halifax.Dockyard.713280_CWEC2016.epw | NaturalGas | NECB_Default | NECB_Default | NECB_Default | NECB_Default | NECB_Default | NECB_Default | NECB_Default | NECB_Default | NECB_Default | NECB_Default | NECB_Default | NECB_Default | NECB_Default | NECB_Default | NECB_Default | NECB_Default | NECB_Default | NECB_Default | NECB_Default | NECB_Default | NECB_Default | NECB_Default | NECB_Default | NECB_Default | NECB_Default | NECB_Default | NECB_Default | aws_batch | 834599497928 | [5 empty] | baseline-2021-03-24 | 6a87033d-ede6-4783-acf8-880bd0e50e61 | TRUE | TRUE | 8baa824b-e91a-46a3-ba5e-b50fc44f8286 |  | 11345.38 | 6004.6889 | 40 | LargeHotel |  |  | 5 | LargeHotel | 6 |  | 7 | NECB2015 | 0.17066 | 35185.0517 | 50.5432 | 68.2584 | 43.6784 | 3.7395 | 256.281 | 90.0614 | HALIFAX | NOVA SCOTIA | 51.8232 | 22.9455 | 0 | 74.7687 | 10.1635 | 5.7917 | 0 | 15.9552 | 0 | 0.035654 | 0 | 0 | 0.25556 | 0.086816 | 0 | 0.29728 | 0.02416 | 0.10196 | 0.46112 | 0.0064396 | 0.71668 | 0.16384 | 22.1203 | 67.7165 | Natural Gas | 40 | 0.757 |  | 0.284 |  |  |  | 0.183 | 0.247 | 2.2 | 2.2 | 5 | Halifax Dockyard | CAN | 112 | 3647 | 44.655 | -63.577 | 6 | 4000 | NS | CAN_NS_Halifax.Dockyard.713280_CWEC2016.epw | 0 | 0 | 0 | 0 | 1858.78 | 514.2133 | 19.4879 | 0.037899 | 7122.84 | 0.1 | 2021-03-24 15:28:29 +0000 | eef80c06 | 0.2.11 | :adv_dx_units: NECB_Default :analysis_id: 6a87033d-ede6-4783-acf8-880bd0e50e61 :analysis_name: baseline-2021-03-24 :boiler_eff: NECB_Default :btap_batch_version: 1.0.002 :building_type: LargeHotel :compute_environment: aws_batch :datapoint_id: 8baa824b-e91a-46a3-ba5e-b50fc44f8286 :daylighting_type: NECB_Default :dcv_type: NECB_Default :door_construction_cond: NECB_Default :ecm_system_name: NECB_Default :enable_costing: true :epw_file: CAN_NS_Halifax.Dockyard.713280_CWEC2016.epw :erv_package: NECB_Default :ext_floor_cond: NECB_Default :ext_roof_cond: NECB_Default :ext_wall_cond: NECB_Default :fdwr_set: NECB_Default :fixed_wind_solar_trans: NECB_Default :fixed_window_cond: NECB_Default :furnace_eff: NECB_Default :glass_door_cond: NECB_Default :glass_door_solar_trans: NECB_Default :ground_floor_cond: NECB_Default :ground_roof_cond: NECB_Default :ground_wall_cond: NECB_Default :lights_scale: NECB_Default :lights_type: NECB_Default :overhead_door_cond: NECB_Default :primary_heating_fuel: NaturalGas :pv_ground_azimuth_angle: NECB_Default :pv_ground_module_description: NECB_Default :pv_ground_tilt_angle: NECB_Default :pv_ground_total_area_pv_panels_m2: NECB_Default :pv_ground_type: NECB_Default :rotation_degrees: NECB_Default :run_annual_simulation: true :s3_bucket: '834599497928' :scale_x: NECB_Default :scale_y: NECB_Default :scale_z: NECB_Default :shw_eff: NECB_Default :skylight_cond: NECB_Default :skylight_solar_trans: NECB_Default :srr_set: NECB_Default :template: NECB2015 | 0.00052973 | TRUE | 1838.4596 |  | https://s3.console.aws.amazon.com/s3/buckets/834599497928?region=ca-central-1&prefix=sara.gilani/baseline-2021-03-24/6a87033d-ede6-4783-acf8-880bd0e50e61/output/8baa824b-e91a-46a3-ba5e-b50fc44f8286/ | 1.0.002 | 0 | 0 |  | 0 | 0 | tier_1 | 0
555 | 0 |  | NECB_Default | NECB_Default | NECB_Default | NECB_Default | NECB_Default | NECB_Default | NECB_Default | NECB_Default | LargeHotel | NECB2017 | CAN_AB_Edmonton.Intl.AP.711230_CWEC2016.epw | NaturalGas | NECB_Default | NECB_Default | NECB_Default | NECB_Default | NECB_Default | NECB_Default | NECB_Default | NECB_Default | NECB_Default | NECB_Default | NECB_Default | NECB_Default | NECB_Default | NECB_Default | NECB_Default | NECB_Default | NECB_Default | NECB_Default | NECB_Default | NECB_Default | NECB_Default | NECB_Default | NECB_Default | NECB_Default | NECB_Default | NECB_Default | NECB_Default | aws_batch | 834599497928 | [5 empty] | baseline-2021-03-24 | 6a87033d-ede6-4783-acf8-880bd0e50e61 | TRUE | TRUE | c3497a52-6e91-4545-b53f-ae02c6b1bb25 |  | 11345.38 | 6004.6889 | 32.5 | LargeHotel |  |  | 2 | LargeHotel | 6 |  | 7 | NECB2017 | 0.17066 | 35185.0517 | 60.8671 | 70.3492 | 67.2027 | 3.8562 | 303.112 | 100.8367 | EDMONTON | ALBERTA | 56.6408 | 24.2389 | 0 | 80.8796 | 5.3684 | 1.7292 | 0 | 7.0976 | 0 | 0.02923 | 0 | 0 | 0.25809 | 0.086789 | 0.0067446 | 0.29848 | 0.02416 | 0.10518 | 0.48034 | 0.0057521 | 0.73843 | 0.18186 | 20.4888 | 73.2346 | Natural Gas | 32.5 | 0.757 |  | 0.284 |  |  |  | 0.138 | 0.21 | 1.9 | 1.9 | 2 | Edmonton Intl AP | CAN | 23 | 5588 | 53.31 | -113.579 | 7a | 5120 | AB | CAN_AB_Edmonton.Intl.AP.711230_CWEC2016.epw | 0 | 0 | 0 | 0 | 2063.25 | 514.2133 | 19.4879 | 0.037899 | 7122.84 | 0.1 | 2021-03-24 15:28:46 +0000 | eef80c06 | 0.2.11 | :adv_dx_units: NECB_Default :analysis_id: 6a87033d-ede6-4783-acf8-880bd0e50e61 :analysis_name: baseline-2021-03-24 :boiler_eff: NECB_Default :btap_batch_version: 1.0.002 :building_type: LargeHotel :compute_environment: aws_batch :datapoint_id: c3497a52-6e91-4545-b53f-ae02c6b1bb25 :daylighting_type: NECB_Default :dcv_type: NECB_Default :door_construction_cond: NECB_Default :ecm_system_name: NECB_Default :enable_costing: true :epw_file: CAN_AB_Edmonton.Intl.AP.711230_CWEC2016.epw :erv_package: NECB_Default :ext_floor_cond: NECB_Default :ext_roof_cond: NECB_Default :ext_wall_cond: NECB_Default :fdwr_set: NECB_Default :fixed_wind_solar_trans: NECB_Default :fixed_window_cond: NECB_Default :furnace_eff: NECB_Default :glass_door_cond: NECB_Default :glass_door_solar_trans: NECB_Default :ground_floor_cond: NECB_Default :ground_roof_cond: NECB_Default :ground_wall_cond: NECB_Default :lights_scale: NECB_Default :lights_type: NECB_Default :overhead_door_cond: NECB_Default :primary_heating_fuel: NaturalGas :pv_ground_azimuth_angle: NECB_Default :pv_ground_module_description: NECB_Default :pv_ground_tilt_angle: NECB_Default :pv_ground_total_area_pv_panels_m2: NECB_Default :pv_ground_type: NECB_Default :rotation_degrees: NECB_Default :run_annual_simulation: true :s3_bucket: '834599497928' :scale_x: NECB_Default :scale_y: NECB_Default :scale_z: NECB_Default :shw_eff: NECB_Default :skylight_cond: NECB_Default :skylight_solar_trans: NECB_Default :srr_set: NECB_Default :template: NECB2017 | 0.00024063 | TRUE | 1838.0245 |  | https://s3.console.aws.amazon.com/s3/buckets/834599497928?region=ca-central-1&prefix=sara.gilani/baseline-2021-03-24/6a87033d-ede6-4783-acf8-880bd0e50e61/output/c3497a52-6e91-4545-b53f-ae02c6b1bb25/ | 1.0.002 | 0 | 0 |  | 0 | 0 | tier_1 | 0
556 | 0 |  | NECB_Default | NECB_Default | NECB_Default | NECB_Default | NECB_Default | NECB_Default | NECB_Default | NECB_Default | SmallHotel | NECB2017 | CAN_AB_Edmonton.Intl.AP.711230_CWEC2016.epw | NaturalGas | NECB_Default | NECB_Default | NECB_Default | NECB_Default | NECB_Default | NECB_Default | NECB_Default | NECB_Default | NECB_Default | NECB_Default | NECB_Default | NECB_Default | NECB_Default | NECB_Default | NECB_Default | NECB_Default | NECB_Default | NECB_Default | NECB_Default | NECB_Default | NECB_Default | NECB_Default | NECB_Default | NECB_Default | NECB_Default | NECB_Default | NECB_Default | aws_batch | 834599497928 | [5 empty] | baseline-2021-03-24 | 6a87033d-ede6-4783-acf8-880bd0e50e61 | TRUE | TRUE | 674702ee-ea61-4113-a13b-b9f72af2e710 |  | 4013.58 | 2697.9741 | 32.5 | SmallHotel |  |  | 2 | SmallHotel | 4 |  | 4 | NECB2017 | 0.23215 | 11621.7287 | 71.5172 | 71.1739 | 67.2027 | 7.1047 | 427.3628 | 210.3643 | EDMONTON | ALBERTA | 51.7245 | 21.0736 | 0 | 72.798 | 4.9024 | 1.5034 | 0 | 6.4058 | 0 | 0.026742 | 0 | 0 | 0.23569 | 0.079293 | 0.021674 | 0.16546 | 0.019673 | 0.077175 | 0.41761 | 0.011057 | 0.6533 | 0.25215 | 17.2227 | 78.5054 | Natural Gas | 32.5 | 0.757 | [5 empty] | 0.138 | 0.21 | 1.9 | 1.9 | 2 | Edmonton Intl AP | CAN | 23 | 5588 | 53.31 | -113.579 | 7a | 5120 | AB | CAN_AB_Edmonton.Intl.AP.711230_CWEC2016.epw | 0 | 0 | 0 | 0 | 1012.03 | 160.2628 | 9.2987 | 0.058022 | 3398.69 | 0.1 | 2021-03-24 15:28:30 +0000 | eef80c06 | 0.2.11 | :adv_dx_units: NECB_Default :analysis_id: 6a87033d-ede6-4783-acf8-880bd0e50e61 :analysis_name: baseline-2021-03-24 :boiler_eff: NECB_Default :btap_batch_version: 1.0.002 :building_type: SmallHotel :compute_environment: aws_batch :datapoint_id: 674702ee-ea61-4113-a13b-b9f72af2e710 :daylighting_type: NECB_Default :dcv_type: NECB_Default :door_construction_cond: NECB_Default :ecm_system_name: NECB_Default :enable_costing: true :epw_file: CAN_AB_Edmonton.Intl.AP.711230_CWEC2016.epw :erv_package: NECB_Default :ext_floor_cond: NECB_Default :ext_roof_cond: NECB_Default :ext_wall_cond: NECB_Default :fdwr_set: NECB_Default :fixed_wind_solar_trans: NECB_Default :fixed_window_cond: NECB_Default :furnace_eff: NECB_Default :glass_door_cond: NECB_Default :glass_door_solar_trans: NECB_Default :ground_floor_cond: NECB_Default :ground_roof_cond: NECB_Default :ground_wall_cond: NECB_Default :lights_scale: NECB_Default :lights_type: NECB_Default :overhead_door_cond: NECB_Default :primary_heating_fuel: NaturalGas :pv_ground_azimuth_angle: NECB_Default :pv_ground_module_description: NECB_Default :pv_ground_tilt_angle: NECB_Default :pv_ground_total_area_pv_panels_m2: NECB_Default :pv_ground_type: NECB_Default :rotation_degrees: NECB_Default :run_annual_simulation: true :s3_bucket: '834599497928' :scale_x: NECB_Default :scale_y: NECB_Default :scale_z: NECB_Default :shw_eff: NECB_Default :skylight_cond: NECB_Default :skylight_solar_trans: NECB_Default :srr_set: NECB_Default :template: NECB2017 | 7.4746e-05 | TRUE | 1840.9199 |  | https://s3.console.aws.amazon.com/s3/buckets/834599497928?region=ca-central-1&prefix=sara.gilani/baseline-2021-03-24/6a87033d-ede6-4783-acf8-880bd0e50e61/output/674702ee-ea61-4113-a13b-b9f72af2e710/ | 1.0.002 | 0 | 0 |  | 0 | 0 | tier_1 | 0
557 | 0 |  | NECB_Default | NECB_Default | NECB_Default | NECB_Default | NECB_Default | NECB_Default | NECB_Default | NECB_Default | LargeHotel | NECB2011 | CAN_AB_Edmonton.Intl.AP.711230_CWEC2016.epw | Electricity | NECB_Default | NECB_Default | NECB_Default | NECB_Default | NECB_Default | NECB_Default | NECB_Default | NECB_Default | NECB_Default | NECB_Default | NECB_Default | NECB_Default | NECB_Default | NECB_Default | NECB_Default | NECB_Default | NECB_Default | NECB_Default | NECB_Default | NECB_Default | NECB_Default | NECB_Default | NECB_Default | NECB_Default | NECB_Default | NECB_Default | NECB_Default | aws_batch | 834599497928 | [5 empty] | baseline-2021-03-24 | 6a87033d-ede6-4783-acf8-880bd0e50e61 | TRUE | TRUE | fb3a9751-59b5-44fc-ae5c-38ccdd88d765 |  | 11345.38 | 6004.6889 | 32.5 | LargeHotel |  |  | 5 | LargeHotel | 6 |  | 7 | NECB2011 | 0.17066 | 35185.0517 | 59.3433 | 48.9298 | 67.158 | 14.5761 | 289.9513 | 99.944 | EDMONTON | ALBERTA | 180.4413 | 0 | 0 | 180.4413 | 17.1021 | 0 | 0 | 17.1021 | 0 | 0.034616 | 0 | 0 | 0.82221 | 0.094161 | 0 | 0.33313 | 0.026731 | 0.1363 | 0 | 0.0046618 | 0.82221 | 0.19235 | 72.3954 | 0 | Electricity | 32.5 | 0.757 |  | 0.284 |  |  |  | 0.162 | 0.21 | 2.2 | 2.2 | 5 | Edmonton Intl AP | CAN | 23 | 5588 | 53.31 | -113.579 | 7a | 5120 | AB | CAN_AB_Edmonton.Intl.AP.711230_CWEC2016.epw | 0 | 5.9707 | 0.011607 | 2182.29 | 0 | 514.3909 | 27.1084 | 0.0527 | 9908.12 | 0.1 | 2021-03-24 15:28:35 +0000 | eef80c06 | 0.2.11 | :adv_dx_units: NECB_Default :analysis_id: 6a87033d-ede6-4783-acf8-880bd0e50e61 :analysis_name: baseline-2021-03-24 :boiler_eff: NECB_Default :btap_batch_version: 1.0.002 :building_type: LargeHotel :compute_environment: aws_batch :datapoint_id: fb3a9751-59b5-44fc-ae5c-38ccdd88d765 :daylighting_type: NECB_Default :dcv_type: NECB_Default :door_construction_cond: NECB_Default :ecm_system_name: NECB_Default :enable_costing: true :epw_file: CAN_AB_Edmonton.Intl.AP.711230_CWEC2016.epw :erv_package: NECB_Default :ext_floor_cond: NECB_Default :ext_roof_cond: NECB_Default :ext_wall_cond: NECB_Default :fdwr_set: NECB_Default :fixed_wind_solar_trans: NECB_Default :fixed_window_cond: NECB_Default :furnace_eff: NECB_Default :glass_door_cond: NECB_Default :glass_door_solar_trans: NECB_Default :ground_floor_cond: NECB_Default :ground_roof_cond: NECB_Default :ground_wall_cond: NECB_Default :lights_scale: NECB_Default :lights_type: NECB_Default :overhead_door_cond: NECB_Default :primary_heating_fuel: Electricity :pv_ground_azimuth_angle: NECB_Default :pv_ground_module_description: NECB_Default :pv_ground_tilt_angle: NECB_Default :pv_ground_total_area_pv_panels_m2: NECB_Default :pv_ground_type: NECB_Default :rotation_degrees: NECB_Default :run_annual_simulation: true :s3_bucket: '834599497928' :scale_x: NECB_Default :scale_y: NECB_Default :scale_z: NECB_Default :shw_eff: NECB_Default :skylight_cond: NECB_Default :skylight_solar_trans: NECB_Default :srr_set: NECB_Default :template: NECB2011 | 0.00027324 | TRUE | 1839.9161 |  | https://s3.console.aws.amazon.com/s3/buckets/834599497928?region=ca-central-1&prefix=sara.gilani/baseline-2021-03-24/6a87033d-ede6-4783-acf8-880bd0e50e61/output/fb3a9751-59b5-44fc-ae5c-38ccdd88d765/ | 1.0.002 | 0 | 0 |  | 0 | 0 | tier_1 | 0
558 | 0 |  | NECB_Default | NECB_Default | NECB_Default | NECB_Default | NECB_Default | NECB_Default | NECB_Default | NECB_Default | LargeHotel | NECB2011 | CAN_YT_Whitehorse.Intl.AP.719640_CWEC2016.epw | NaturalGas | NECB_Default | NECB_Default | NECB_Default | NECB_Default | NECB_Default | NECB_Default | NECB_Default | NECB_Default | NECB_Default | NECB_Default | NECB_Default | NECB_Default | NECB_Default | NECB_Default | NECB_Default | NECB_Default | NECB_Default | NECB_Default | NECB_Default | NECB_Default | NECB_Default | NECB_Default | NECB_Default | NECB_Default | NECB_Default | NECB_Default | NECB_Default | aws_batch | 834599497928 | [5 empty] | baseline-2021-03-24 | 6a87033d-ede6-4783-acf8-880bd0e50e61 | TRUE | TRUE | bd7d9f71-7a52-473a-a230-7a0c2b275da7 |  | 11345.38 | 6004.6889 | 22.8 | LargeHotel |  |  | 5 | LargeHotel | 6 |  | 7 | NECB2011 | 0.17066 | 35185.0517 | 52.6079 | 62.5026 | 59.5037 | 3.6872 | 259.8474 | 81.546 | WHITEHORSE | YUKON | 4.077 | 40.0752 | 0 | 44.1522 | 9.3369 | 7.3046 | 0 | 16.6415 | 0 | 0.019439 | 0 | 0 | 0.26213 | 0.075267 | 0 | 0.54812 | 0.026731 | 0.1363 | 0.80536 | 0.0043137 | 1.0675 | 0.25725 | 19.0106 | 82.3944 | Natural Gas | 22.8 | 0.757 |  | 0.284 |  |  |  | 0.162 | 0.21 | 2.2 | 2.2 | 5 | Whitehorse Intl AP | CAN | 5 | 6491 | 60.709 | -135.069 | 7b | 6580 | YT | CAN_YT_Whitehorse.Intl.AP.719640_CWEC2016.epw | 0 | 0 | 0 | 0 | 2918.57 | 514.3909 | 27.1084 | 0.0527 | 9908.12 | 0.1 | 2021-03-24 15:28:31 +0000 | eef80c06 | 0.2.11 | :adv_dx_units: NECB_Default :analysis_id: 6a87033d-ede6-4783-acf8-880bd0e50e61 :analysis_name: baseline-2021-03-24 :boiler_eff: NECB_Default :btap_batch_version: 1.0.002 :building_type: LargeHotel :compute_environment: aws_batch :datapoint_id: bd7d9f71-7a52-473a-a230-7a0c2b275da7 :daylighting_type: NECB_Default :dcv_type: NECB_Default :door_construction_cond: NECB_Default :ecm_system_name: NECB_Default :enable_costing: true :epw_file: CAN_YT_Whitehorse.Intl.AP.719640_CWEC2016.epw :erv_package: NECB_Default :ext_floor_cond: NECB_Default :ext_roof_cond: NECB_Default :ext_wall_cond: NECB_Default :fdwr_set: NECB_Default :fixed_wind_solar_trans: NECB_Default :fixed_window_cond: NECB_Default :furnace_eff: NECB_Default :glass_door_cond: NECB_Default :glass_door_solar_trans: NECB_Default :ground_floor_cond: NECB_Default :ground_roof_cond: NECB_Default :ground_wall_cond: NECB_Default :lights_scale: NECB_Default :lights_type: NECB_Default :overhead_door_cond: NECB_Default :primary_heating_fuel: NaturalGas :pv_ground_azimuth_angle: NECB_Default :pv_ground_module_description: NECB_Default :pv_ground_tilt_angle: NECB_Default :pv_ground_total_area_pv_panels_m2: NECB_Default :pv_ground_type: NECB_Default :rotation_degrees: NECB_Default :run_annual_simulation: true :s3_bucket: '834599497928' :scale_x: NECB_Default :scale_y: NECB_Default :scale_z: NECB_Default :shw_eff: NECB_Default :skylight_cond: NECB_Default :skylight_solar_trans: NECB_Default :srr_set: NECB_Default :template: NECB2011 | 8.0209e-05 | TRUE | 1840.2245 |  | https://s3.console.aws.amazon.com/s3/buckets/834599497928?region=ca-central-1&prefix=sara.gilani/baseline-2021-03-24/6a87033d-ede6-4783-acf8-880bd0e50e61/output/bd7d9f71-7a52-473a-a230-7a0c2b275da7/ | 1.0.002 | 0 | 0 |  | 0 | 0 | tier_1 | 0
559 | 0 |  | NECB_Default | NECB_Default | NECB_Default | NECB_Default | NECB_Default | NECB_Default | NECB_Default | NECB_Default | LargeHotel | NECB2015 | CAN_AB_Edmonton.Intl.AP.711230_CWEC2016.epw | NaturalGas | NECB_Default | NECB_Default | NECB_Default | NECB_Default | NECB_Default | NECB_Default | NECB_Default | NECB_Default | NECB_Default | NECB_Default | NECB_Default | NECB_Default | NECB_Default | NECB_Default | NECB_Default | NECB_Default | NECB_Default | NECB_Default | NECB_Default | NECB_Default | NECB_Default | NECB_Default | NECB_Default | NECB_Default | NECB_Default | NECB_Default | NECB_Default | aws_batch | 834599497928 | [5 empty] | baseline-2021-03-24 | 6a87033d-ede6-4783-acf8-880bd0e50e61 | TRUE | TRUE | a822407c-c9f7-473a-8ec4-43449834dac9 |  | 11345.38 | 6004.6889 | 32.5 | LargeHotel |  |  | 5 | LargeHotel | 6 |  | 7 | NECB2015 | 0.17066 | 35185.0517 | 59.4664 | 70.797 | 48.9533 | 3.8562 | 284.24 | 101.167 | EDMONTON | ALBERTA | 56.0104 | 30.9419 | 0 | 86.9523 | 5.3086 | 2.2074 | 0 | 7.516 | 0 | 0.028855 | 0 | 0 | 0.25522 | 0.094691 | 0 | 0.43138 | 0.02416 | 0.10196 | 0.61317 | 0.0053193 | 0.8684 | 0.1818 | 21.97 | 75.8552 | Natural Gas | 32.5 | 0.757 |  | 0.284 |  |  |  | 0.162 | 0.21 | 2.2 | 2.2 | 5 | Edmonton Intl AP | CAN | 23 | 5588 | 53.31 | -113.579 | 7a | 5120 | AB | CAN_AB_Edmonton.Intl.AP.711230_CWEC2016.epw | 0 | 0 | 0 | 0 | 2062.56 | 514.2133 | 19.4879 | 0.037899 | 7122.84 | 0.1 | 2021-03-24 15:28:19 +0000 | eef80c06 | 0.2.11 | :adv_dx_units: NECB_Default :analysis_id: 6a87033d-ede6-4783-acf8-880bd0e50e61 :analysis_name: baseline-2021-03-24 :boiler_eff: NECB_Default :btap_batch_version: 1.0.002 :building_type: LargeHotel :compute_environment: aws_batch :datapoint_id: a822407c-c9f7-473a-8ec4-43449834dac9 :daylighting_type: NECB_Default :dcv_type: NECB_Default :door_construction_cond: NECB_Default :ecm_system_name: NECB_Default :enable_costing: true :epw_file: CAN_AB_Edmonton.Intl.AP.711230_CWEC2016.epw :erv_package: NECB_Default :ext_floor_cond: NECB_Default :ext_roof_cond: NECB_Default :ext_wall_cond: NECB_Default :fdwr_set: NECB_Default :fixed_wind_solar_trans: NECB_Default :fixed_window_cond: NECB_Default :furnace_eff: NECB_Default :glass_door_cond: NECB_Default :glass_door_solar_trans: NECB_Default :ground_floor_cond: NECB_Default :ground_roof_cond: NECB_Default :ground_wall_cond: NECB_Default :lights_scale: NECB_Default :lights_type: NECB_Default :overhead_door_cond: NECB_Default :primary_heating_fuel: NaturalGas :pv_ground_azimuth_angle: NECB_Default :pv_ground_module_description: NECB_Default :pv_ground_tilt_angle: NECB_Default :pv_ground_total_area_pv_panels_m2: NECB_Default :pv_ground_type: NECB_Default :rotation_degrees: NECB_Default :run_annual_simulation: true :s3_bucket: '834599497928' :scale_x: NECB_Default :scale_y: NECB_Default :scale_z: NECB_Default :shw_eff: NECB_Default :skylight_cond: NECB_Default :skylight_solar_trans: NECB_Default :srr_set: NECB_Default :template: NECB2015 | 0.00024063 | TRUE | 1840.2934 |  | https://s3.console.aws.amazon.com/s3/buckets/834599497928?region=ca-central-1&prefix=sara.gilani/baseline-2021-03-24/6a87033d-ede6-4783-acf8-880bd0e50e61/output/a822407c-c9f7-473a-8ec4-43449834dac9/ | 1.0.002 | 0 | 0 |  | 0 | 0 | tier_1 | 0
560 | 0 |  | NECB_Default | NECB_Default | NECB_Default | NECB_Default | NECB_Default | NECB_Default | NECB_Default | NECB_Default | LargeHotel | NECB2017 | CAN_AB_Calgary.Intl.AP.718770_CWEC2016.epw | Electricity | NECB_Default | NECB_Default | NECB_Default | NECB_Default | NECB_Default | NECB_Default | NECB_Default | NECB_Default | NECB_Default | NECB_Default | NECB_Default | NECB_Default | NECB_Default | NECB_Default | NECB_Default | NECB_Default | NECB_Default | NECB_Default | NECB_Default | NECB_Default | NECB_Default | NECB_Default | NECB_Default | NECB_Default | NECB_Default | NECB_Default | NECB_Default | aws_batch | 834599497928 | [5 empty] | baseline-2021-03-24 | 6a87033d-ede6-4783-acf8-880bd0e50e61 | TRUE | TRUE | b489c117-a2a5-47b2-8dc3-23f1c6df3475 |  | 11345.38 | 6004.6889 | 33.3 | LargeHotel |  |  | 2 | LargeHotel | 6 |  | 7 | NECB2017 | 0.17066 | 35185.0517 | 60.6612 | 45.2512 | 66.3667 | 7.9894 | 281.2384 | 100.9699 | CALGARY | ALBERTA | 127.0051 | 0 | 0 | 127.0051 | 12.0374 | 0 | 0 | 12.0374 | 0 | 0.031452 | 0 | 0 | 0.57872 | 0.086702 | 0.004831 | 0.18971 | 0.02416 | 0.10518 | 0 | 0.0047782 | 0.57872 | 0.13167 | 59.8216 | 0 | Electricity | 33.3 | 0.757 |  | 0.284 |  |  |  | 0.138 | 0.21 | 1.9 | 1.9 | 2 | Calgary Intl AP | CAN | 64 | 4781 | 51.114 | -114.02 | 7a | 5000 | AB | CAN_AB_Calgary.Intl.AP.718770_CWEC2016.epw | 0 | 4.0871 | 0.0079483 | 1493.84 | 0 | 514.2133 | 19.4879 | 0.037899 | 7122.84 | 0.1 | 2021-03-24 15:28:46 +0000 | eef80c06 | 0.2.11 | :adv_dx_units: NECB_Default :analysis_id: 6a87033d-ede6-4783-acf8-880bd0e50e61 :analysis_name: baseline-2021-03-24 :boiler_eff: NECB_Default :btap_batch_version: 1.0.002 :building_type: LargeHotel :compute_environment: aws_batch :datapoint_id: b489c117-a2a5-47b2-8dc3-23f1c6df3475 :daylighting_type: NECB_Default :dcv_type: NECB_Default :door_construction_cond: NECB_Default :ecm_system_name: NECB_Default :enable_costing: true :epw_file: CAN_AB_Calgary.Intl.AP.718770_CWEC2016.epw :erv_package: NECB_Default :ext_floor_cond: NECB_Default :ext_roof_cond: NECB_Default :ext_wall_cond: NECB_Default :fdwr_set: NECB_Default :fixed_wind_solar_trans: NECB_Default :fixed_window_cond: NECB_Default :furnace_eff: NECB_Default :glass_door_cond: NECB_Default :glass_door_solar_trans: NECB_Default :ground_floor_cond: NECB_Default :ground_roof_cond: NECB_Default :ground_wall_cond: NECB_Default :lights_scale: NECB_Default :lights_type: NECB_Default :overhead_door_cond: NECB_Default :primary_heating_fuel: Electricity :pv_ground_azimuth_angle: NECB_Default :pv_ground_module_description: NECB_Default :pv_ground_tilt_angle: NECB_Default :pv_ground_total_area_pv_panels_m2: NECB_Default :pv_ground_type: NECB_Default :rotation_degrees: NECB_Default :run_annual_simulation: true :s3_bucket: '834599497928' :scale_x: NECB_Default :scale_y: NECB_Default :scale_z: NECB_Default :shw_eff: NECB_Default :skylight_cond: NECB_Default :skylight_solar_trans: NECB_Default :srr_set: NECB_Default :template: NECB2017 | 0.00023886 | TRUE | 1839.986 |  | https://s3.console.aws.amazon.com/s3/buckets/834599497928?region=ca-central-1&prefix=sara.gilani/baseline-2021-03-24/6a87033d-ede6-4783-acf8-880bd0e50e61/output/b489c117-a2a5-47b2-8dc3-23f1c6df3475/ | 1.0.002 | 0 | 0 |  | 0 | 0 | tier_1 | 0
561 | 0 |  | NECB_Default | NECB_Default | NECB_Default | NECB_Default | NECB_Default | NECB_Default | NECB_Default | NECB_Default | LargeHotel | NECB2017 | CAN_QC_Montreal-Trudeau.Intl.AP.716270_CWEC2016.epw | Electricity | NECB_Default | NECB_Default | NECB_Default | NECB_Default | NECB_Default | NECB_Default | NECB_Default | NECB_Default | NECB_Default | NECB_Default | NECB_Default | NECB_Default | NECB_Default | NECB_Default | NECB_Default | NECB_Default | NECB_Default | NECB_Default | NECB_Default | NECB_Default | NECB_Default | NECB_Default | NECB_Default | NECB_Default | NECB_Default | NECB_Default | NECB_Default | aws_batch | 834599497928 | [5 empty] | baseline-2021-03-24 | 6a87033d-ede6-4783-acf8-880bd0e50e61 | TRUE | TRUE | 45108f21-c003-47d0-9138-c62b65c7b47d |  | 11345.38 | 6004.6889 | 37.3 | LargeHotel |  |  | 2 | LargeHotel | 6 |  | 7 | NECB2017 | 0.17066 | 35185.0517 | 58.7403 | 49.2912 | 62.0482 | 7.976 | 284.5121 | 106.4564 | MONTREAL | QUEBEC | 0.22973 | 0 | 0 | 0.22973 | 14.6313 | 0 | 0 | 14.6313 | 0 | 0.045976 | 0 | 0 | 0.59116 | 0.080352 | 0.0063436 | 0.19649 | 0.02416 | 0.10518 | 0 | 0.0070804 | 0.59116 | 0.12483 | 72.3479 | 0 | Electricity | 37.3 | 0.757 |  | 0.284 |  |  |  | 0.156 | 0.247 | 1.9 | 1.9 | 2 | Montreal-Trudeau Intl AP | CAN | 323 | 4090 | 45.471 | -73.741 | 6 | 4400 | QC | CAN_QC_Montreal-Trudeau.Intl.AP.716270_CWEC2016.epw | 0 | 3.8748 | 0.0075355 | 1416.25 | 0 | 514.2133 | 19.4879 | 0.037899 | 7122.84 | 0.1 | 2021-03-24 15:27:00 +0000 | eef80c06 | 0.2.11 | :adv_dx_units: NECB_Default :analysis_id: 6a87033d-ede6-4783-acf8-880bd0e50e61 :analysis_name: baseline-2021-03-24 :boiler_eff: NECB_Default :btap_batch_version: 1.0.002 :building_type: LargeHotel :compute_environment: aws_batch :datapoint_id: 45108f21-c003-47d0-9138-c62b65c7b47d :daylighting_type: NECB_Default :dcv_type: NECB_Default :door_construction_cond: NECB_Default :ecm_system_name: NECB_Default :enable_costing: true :epw_file: CAN_QC_Montreal-Trudeau.Intl.AP.716270_CWEC2016.epw :erv_package: NECB_Default :ext_floor_cond: NECB_Default :ext_roof_cond: NECB_Default :ext_wall_cond: NECB_Default :fdwr_set: NECB_Default :fixed_wind_solar_trans: NECB_Default :fixed_window_cond: NECB_Default :furnace_eff: NECB_Default :glass_door_cond: NECB_Default :glass_door_solar_trans: NECB_Default :ground_floor_cond: NECB_Default :ground_roof_cond: NECB_Default :ground_wall_cond: NECB_Default :lights_scale: NECB_Default :lights_type: NECB_Default :overhead_door_cond: NECB_Default :primary_heating_fuel: Electricity :pv_ground_azimuth_angle: NECB_Default :pv_ground_module_description: NECB_Default :pv_ground_tilt_angle: NECB_Default :pv_ground_total_area_pv_panels_m2: NECB_Default :pv_ground_type: NECB_Default :rotation_degrees: NECB_Default :run_annual_simulation: true :s3_bucket: '834599497928' :scale_x: NECB_Default :scale_y: NECB_Default :scale_z: NECB_Default :shw_eff: NECB_Default :skylight_cond: NECB_Default :skylight_solar_trans: NECB_Default :srr_set: NECB_Default :template: NECB2017 | 0.00075625 | TRUE | 1840.3196 |  | https://s3.console.aws.amazon.com/s3/buckets/834599497928?region=ca-central-1&prefix=sara.gilani/baseline-2021-03-24/6a87033d-ede6-4783-acf8-880bd0e50e61/output/45108f21-c003-47d0-9138-c62b65c7b47d/ | 1.0.002 | 0 | 0 |  | 0 | 0 | tier_1 | 0
562 | 0 |  | NECB_Default | NECB_Default | NECB_Default | NECB_Default | NECB_Default | NECB_Default | NECB_Default | NECB_Default | LargeHotel | NECB2015 | CAN_AB_Calgary.Intl.AP.718770_CWEC2016.epw | NaturalGas | NECB_Default | NECB_Default | NECB_Default | NECB_Default | NECB_Default | NECB_Default | NECB_Default | NECB_Default | NECB_Default | NECB_Default | NECB_Default | NECB_Default | NECB_Default | NECB_Default | NECB_Default | NECB_Default | NECB_Default | NECB_Default | NECB_Default | NECB_Default | NECB_Default | NECB_Default | NECB_Default | NECB_Default | NECB_Default | NECB_Default | NECB_Default | aws_batch | 834599497928 | [5 empty] | baseline-2021-03-24 | 6a87033d-ede6-4783-acf8-880bd0e50e61 | TRUE | TRUE | 9cf8c889-fcac-4575-b6ed-77f4fd3d2b1c |  | 11345.38 | 6004.6889 | 33.3 | LargeHotel |  |  | 5 | LargeHotel | 6 |  | 7 | NECB2015 | 0.17066 | 35185.0517 | 59.235 | 70.496 | 48.3502 | 3.8576 | 281.0312 | 99.0924 | CALGARY | ALBERTA | 56.8276 | 25.8963 | 0 | 82.724 | 5.3861 | 1.8475 | 0 | 7.2335 | 0 | 0.031422 | 0 | 0 | 0.25895 | 0.095894 | 0 | 0.3389 | 0.02416 | 0.10196 | 0.51319 | 0.005277 | 0.77213 | 0.17429 | 23.6489 | 70.8458 | Natural Gas | 33.3 | 0.757 |  | 0.284 |  |  |  | 0.162 | 0.21 | 2.2 | 2.2 | 5 | Calgary Intl AP | CAN | 64 | 4781 | 51.114 | -114.02 | 7a | 5000 | AB | CAN_AB_Calgary.Intl.AP.718770_CWEC2016.epw | 0 | 0 | 0 | 0 | 1977.34 | 514.2133 | 19.4879 | 0.037899 | 7122.84 | 0.1 | 2021-03-24 15:28:31 +0000 | eef80c06 | 0.2.11 | :adv_dx_units: NECB_Default :analysis_id: 6a87033d-ede6-4783-acf8-880bd0e50e61 :analysis_name: baseline-2021-03-24 :boiler_eff: NECB_Default :btap_batch_version: 1.0.002 :building_type: LargeHotel :compute_environment: aws_batch :datapoint_id: 9cf8c889-fcac-4575-b6ed-77f4fd3d2b1c :daylighting_type: NECB_Default :dcv_type: NECB_Default :door_construction_cond: NECB_Default :ecm_system_name: NECB_Default :enable_costing: true :epw_file: CAN_AB_Calgary.Intl.AP.718770_CWEC2016.epw :erv_package: NECB_Default :ext_floor_cond: NECB_Default :ext_roof_cond: NECB_Default :ext_wall_cond: NECB_Default :fdwr_set: NECB_Default :fixed_wind_solar_trans: NECB_Default :fixed_window_cond: NECB_Default :furnace_eff: NECB_Default :glass_door_cond: NECB_Default :glass_door_solar_trans: NECB_Default :ground_floor_cond: NECB_Default :ground_roof_cond: NECB_Default :ground_wall_cond: NECB_Default :lights_scale: NECB_Default :lights_type: NECB_Default :overhead_door_cond: NECB_Default :primary_heating_fuel: NaturalGas :pv_ground_azimuth_angle: NECB_Default :pv_ground_module_description: NECB_Default :pv_ground_tilt_angle: NECB_Default :pv_ground_total_area_pv_panels_m2: NECB_Default :pv_ground_type: NECB_Default :rotation_degrees: NECB_Default :run_annual_simulation: true :s3_bucket: '834599497928' :scale_x: NECB_Default :scale_y: NECB_Default :scale_z: NECB_Default :shw_eff: NECB_Default :skylight_cond: NECB_Default :skylight_solar_trans: NECB_Default :srr_set: NECB_Default :template: NECB2015 | 0.00023622 | TRUE | 1841.5455 |  | https://s3.console.aws.amazon.com/s3/buckets/834599497928?region=ca-central-1&prefix=sara.gilani/baseline-2021-03-24/6a87033d-ede6-4783-acf8-880bd0e50e61/output/9cf8c889-fcac-4575-b6ed-77f4fd3d2b1c/ | 1.0.002 | 0 | 0 |  | 0 | 0 | tier_1 | 0
563 | 0 |  | NECB_Default | NECB_Default | NECB_Default | NECB_Default | NECB_Default | NECB_Default | NECB_Default | NECB_Default | HighriseApartment | NECB2017 | CAN_QC_Montreal-Trudeau.Intl.AP.716270_CWEC2016.epw | NaturalGas | NECB_Default | NECB_Default | NECB_Default | NECB_Default | NECB_Default | NECB_Default | NECB_Default | NECB_Default | NECB_Default | NECB_Default | NECB_Default | NECB_Default | NECB_Default | NECB_Default | NECB_Default | NECB_Default | NECB_Default | NECB_Default | NECB_Default | NECB_Default | NECB_Default | NECB_Default | NECB_Default | NECB_Default | NECB_Default | NECB_Default | NECB_Default | aws_batch | 834599497928 | [5 empty] | baseline-2021-03-24 | 6a87033d-ede6-4783-acf8-880bd0e50e61 | TRUE | TRUE | 717b4494-b7fd-4f07-85db-a94123c1e5e7 |  | 7836.48 | 4638.6699 | 37.3 | HighriseApartment |  |  | 2 | HighriseApartment | 10 |  | 10 | NECB2017 | 0.19422 | 23884.0213 | 52.7723 | 73.4621 | 24.3576 | 4.725 | 205.1772 | 49.8602 | MONTREAL | QUEBEC | 0.087617 | 24.6052 | 0 | 24.6928 | 5.5803 | 6.4451 | 0 | 12.0254 | 0 | 0.059943 | 0 | 0 | 0.22546 | 0.057599 | 0.0014968 | 0.26096 | 0.063105 | 0.039049 | 0.49808 | 0.004234 | 0.72354 | 0.23712 | 22.8986 | 65.1806 | Natural Gas | 37.3 | 0.757 | [5 empty] | 0.156 | 0.247 | 1.9 | 1.9 | 2 | Montreal-Trudeau Intl AP | CAN | 323 | 4090 | 45.471 | -73.741 | 6 | 4400 | QC | CAN_QC_Montreal-Trudeau.Intl.AP.716270_CWEC2016.epw | 0 | 0 | 0 | 0 | 1858.18 | 291.1654 | 19.7024 | 0.067667 | 7201.21 | 0.1 | 2021-03-24 15:27:39 +0000 | eef80c06 | 0.2.11 | :adv_dx_units: NECB_Default :analysis_id: 6a87033d-ede6-4783-acf8-880bd0e50e61 :analysis_name: baseline-2021-03-24 :boiler_eff: NECB_Default :btap_batch_version: 1.0.002 :building_type: HighriseApartment :compute_environment: aws_batch :datapoint_id: 717b4494-b7fd-4f07-85db-a94123c1e5e7 :daylighting_type: NECB_Default :dcv_type: NECB_Default :door_construction_cond: NECB_Default :ecm_system_name: NECB_Default :enable_costing: true :epw_file: CAN_QC_Montreal-Trudeau.Intl.AP.716270_CWEC2016.epw :erv_package: NECB_Default :ext_floor_cond: NECB_Default :ext_roof_cond: NECB_Default :ext_wall_cond: NECB_Default :fdwr_set: NECB_Default :fixed_wind_solar_trans: NECB_Default :fixed_window_cond: NECB_Default :furnace_eff: NECB_Default :glass_door_cond: NECB_Default :glass_door_solar_trans: NECB_Default :ground_floor_cond: NECB_Default :ground_roof_cond: NECB_Default :ground_wall_cond: NECB_Default :lights_scale: NECB_Default :lights_type: NECB_Default :overhead_door_cond: NECB_Default :primary_heating_fuel: NaturalGas :pv_ground_azimuth_angle: NECB_Default :pv_ground_module_description: NECB_Default :pv_ground_tilt_angle: NECB_Default :pv_ground_total_area_pv_panels_m2: NECB_Default :pv_ground_type: NECB_Default :rotation_degrees: NECB_Default :run_annual_simulation: true :s3_bucket: '834599497928' :scale_x: NECB_Default :scale_y: NECB_Default :scale_z: NECB_Default :shw_eff: NECB_Default :skylight_cond: NECB_Default :skylight_solar_trans: NECB_Default :srr_set: NECB_Default :template: NECB2017 | 3.8282e-05 | TRUE | 1275.0217 |  | https://s3.console.aws.amazon.com/s3/buckets/834599497928?region=ca-central-1&prefix=sara.gilani/baseline-2021-03-24/6a87033d-ede6-4783-acf8-880bd0e50e61/output/717b4494-b7fd-4f07-85db-a94123c1e5e7/ | 1.0.002 | 0 | 0 |  | 0 | 0 | tier_1 | 0
564 | 0 |  | NECB_Default | NECB_Default | NECB_Default | NECB_Default | NECB_Default | NECB_Default | NECB_Default | NECB_Default | HighriseApartment | NECB2017 | CAN_AB_Calgary.Intl.AP.718770_CWEC2016.epw | NaturalGas | NECB_Default | NECB_Default | NECB_Default | NECB_Default | NECB_Default | NECB_Default | NECB_Default | NECB_Default | NECB_Default | NECB_Default | NECB_Default | NECB_Default | NECB_Default | NECB_Default | NECB_Default | NECB_Default | NECB_Default | NECB_Default | NECB_Default | NECB_Default | NECB_Default | NECB_Default | NECB_Default | NECB_Default | NECB_Default | NECB_Default | NECB_Default | aws_batch | 834599497928 | [5 empty] | baseline-2021-03-24 | 6a87033d-ede6-4783-acf8-880bd0e50e61 | TRUE | TRUE | 338922bd-0531-4a07-aa48-d0c91c0a076c |  | 7836.48 | 4638.6699 | 33.3 | HighriseApartment |  |  | 2 | HighriseApartment | 10 |  | 10 | NECB2017 | 0.19422 | 23884.0213 | 56.1625 | 71.8096 | 26.1353 | 4.712 | 206.9291 | 48.1097 | CALGARY | ALBERTA | 46.4507 | 25.6611 | 0 | 72.1118 | 4.4026 | 1.8307 | 0 | 6.2332 | 0 | 0.04772 | 0 | 0 | 0.21166 | 0.057064 | 0.00044918 | 0.25911 | 0.063105 | 0.039049 | 0.50853 | 0.0042404 | 0.72019 | 0.24942 | 21.6122 | 58.5733 | Natural Gas | 33.3 | 0.757 | [5 empty] | 0.138 | 0.21 | 1.9 | 1.9 | 2 | Calgary Intl AP | CAN | 64 | 4781 | 51.114 | -114.02 | 7a | 5000 | AB | CAN_AB_Calgary.Intl.AP.718770_CWEC2016.epw | 0 | 0 | 0 | 0 | 1954.55 | 291.1654 | 19.7024 | 0.067667 | 7201.21 | 0.1 | 2021-03-24 15:27:54 +0000 | eef80c06 | 0.2.11 | :adv_dx_units: NECB_Default :analysis_id: 6a87033d-ede6-4783-acf8-880bd0e50e61 :analysis_name: baseline-2021-03-24 :boiler_eff: NECB_Default :btap_batch_version: 1.0.002 :building_type: HighriseApartment :compute_environment: aws_batch :datapoint_id: 338922bd-0531-4a07-aa48-d0c91c0a076c :daylighting_type: NECB_Default :dcv_type: NECB_Default :door_construction_cond: NECB_Default :ecm_system_name: NECB_Default :enable_costing: true :epw_file: CAN_AB_Calgary.Intl.AP.718770_CWEC2016.epw :erv_package: NECB_Default :ext_floor_cond: NECB_Default :ext_roof_cond: NECB_Default :ext_wall_cond: NECB_Default :fdwr_set: NECB_Default :fixed_wind_solar_trans: NECB_Default :fixed_window_cond: NECB_Default :furnace_eff: NECB_Default :glass_door_cond: NECB_Default :glass_door_solar_trans: NECB_Default :ground_floor_cond: NECB_Default :ground_roof_cond: NECB_Default :ground_wall_cond: NECB_Default :lights_scale: NECB_Default :lights_type: NECB_Default :overhead_door_cond: NECB_Default :primary_heating_fuel: NaturalGas :pv_ground_azimuth_angle: NECB_Default :pv_ground_module_description: NECB_Default :pv_ground_tilt_angle: NECB_Default :pv_ground_total_area_pv_panels_m2: NECB_Default :pv_ground_type: NECB_Default :rotation_degrees: NECB_Default :run_annual_simulation: true :s3_bucket: '834599497928' :scale_x: NECB_Default :scale_y: NECB_Default :scale_z: NECB_Default :shw_eff: NECB_Default :skylight_cond: NECB_Default :skylight_solar_trans: NECB_Default :srr_set: NECB_Default :template: NECB2017 | 3.3178e-05 | TRUE | 1275.7593 |  | https://s3.console.aws.amazon.com/s3/buckets/834599497928?region=ca-central-1&prefix=sara.gilani/baseline-2021-03-24/6a87033d-ede6-4783-acf8-880bd0e50e61/output/338922bd-0531-4a07-aa48-d0c91c0a076c/ | 1.0.002 | 0 | 0 |  | 0 | 0 | tier_1 | 0
565 | 0 |  | NECB_Default | NECB_Default | NECB_Default | NECB_Default | NECB_Default | NECB_Default | NECB_Default | NECB_Default | HighriseApartment | NECB2011 | CAN_AB_Calgary.Intl.AP.718770_CWEC2016.epw | NaturalGas | NECB_Default | NECB_Default | NECB_Default | NECB_Default | NECB_Default | NECB_Default | NECB_Default | NECB_Default | NECB_Default | NECB_Default | NECB_Default | NECB_Default | NECB_Default | NECB_Default | NECB_Default | NECB_Default | NECB_Default | NECB_Default | NECB_Default | NECB_Default | NECB_Default | NECB_Default | NECB_Default | NECB_Default | NECB_Default | NECB_Default | NECB_Default | aws_batch | 834599497928 | [5 empty] | baseline-2021-03-24 | 6a87033d-ede6-4783-acf8-880bd0e50e61 | TRUE | TRUE | bc5638b0-ec0d-409c-893a-4d15c5f55bd3 |  | 7836.48 | 4638.6699 | 33.3 | HighriseApartment |  |  | 5 | HighriseApartment | 10 |  | 10 | NECB2011 | 0.19422 | 23884.0213 | 54.7851 | 73.9479 | 26.1353 | 3.1289 | 196.509 | 38.5118 | CALGARY | ALBERTA | 43.7975 | 18.0484 | 0 | 61.846 | 4.1511 | 1.2876 | 0 | 5.4387 | 0 | 0.035173 | 0 | 0 | 0.19957 | 0.059654 | 0 | 0.25078 | 0.063082 | 0.040272 | 0.35767 | 0.0013514 | 0.55724 | 0.10689 | 20.0029 | 51.3055 | Natural Gas | 33.3 | 0.757 | [5 empty] | 0.162 | 0.21 | 2.2 | 2.2 | 5 | Calgary Intl AP | CAN | 64 | 4781 | 51.114 | -114.02 | 7a | 5000 | AB | CAN_AB_Calgary.Intl.AP.718770_CWEC2016.epw | 0 | 0 | 0 | 0 | 837.63 | 128.5028 | 8.3471 | 0.064956 | 3050.86 | 0.1 | 2021-03-24 15:28:19 +0000 | eef80c06 | 0.2.11 | :adv_dx_units: NECB_Default :analysis_id: 6a87033d-ede6-4783-acf8-880bd0e50e61 :analysis_name: baseline-2021-03-24 :boiler_eff: NECB_Default :btap_batch_version: 1.0.002 :building_type: HighriseApartment :compute_environment: aws_batch :datapoint_id: bc5638b0-ec0d-409c-893a-4d15c5f55bd3 :daylighting_type: NECB_Default :dcv_type: NECB_Default :door_construction_cond: NECB_Default :ecm_system_name: NECB_Default :enable_costing: true :epw_file: CAN_AB_Calgary.Intl.AP.718770_CWEC2016.epw :erv_package: NECB_Default :ext_floor_cond: NECB_Default :ext_roof_cond: NECB_Default :ext_wall_cond: NECB_Default :fdwr_set: NECB_Default :fixed_wind_solar_trans: NECB_Default :fixed_window_cond: NECB_Default :furnace_eff: NECB_Default :glass_door_cond: NECB_Default :glass_door_solar_trans: NECB_Default :ground_floor_cond: NECB_Default :ground_roof_cond: NECB_Default :ground_wall_cond: NECB_Default :lights_scale: NECB_Default :lights_type: NECB_Default :overhead_door_cond: NECB_Default :primary_heating_fuel: NaturalGas :pv_ground_azimuth_angle: NECB_Default :pv_ground_module_description: NECB_Default :pv_ground_tilt_angle: NECB_Default :pv_ground_total_area_pv_panels_m2: NECB_Default :pv_ground_type: NECB_Default :rotation_degrees: NECB_Default :run_annual_simulation: true :s3_bucket: '834599497928' :scale_x: NECB_Default :scale_y: NECB_Default :scale_z: NECB_Default :shw_eff: NECB_Default :skylight_cond: NECB_Default :skylight_solar_trans: NECB_Default :srr_set: NECB_Default :template: NECB2011 | 3.9559e-05 | TRUE | 1392.0773 |  | https://s3.console.aws.amazon.com/s3/buckets/834599497928?region=ca-central-1&prefix=sara.gilani/baseline-2021-03-24/6a87033d-ede6-4783-acf8-880bd0e50e61/output/bc5638b0-ec0d-409c-893a-4d15c5f55bd3/ | 1.0.002 | 0 | 0 |  | 0 | 0 | tier_1 | 0
566 | 0 |  | NECB_Default | NECB_Default | NECB_Default | NECB_Default | NECB_Default | NECB_Default | NECB_Default | NECB_Default | HighriseApartment | NECB2015 | CAN_ON_Toronto.Pearson.Intl.AP.716240_CWEC2016.epw | NaturalGas | NECB_Default | NECB_Default | NECB_Default | NECB_Default | NECB_Default | NECB_Default | NECB_Default | NECB_Default | NECB_Default | NECB_Default | NECB_Default | NECB_Default | NECB_Default | NECB_Default | NECB_Default | NECB_Default | NECB_Default | NECB_Default | NECB_Default | NECB_Default | NECB_Default | NECB_Default | NECB_Default | NECB_Default | NECB_Default | NECB_Default | NECB_Default | aws_batch | 834599497928 | [5 empty] | baseline-2021-03-24 | 6a87033d-ede6-4783-acf8-880bd0e50e61 | TRUE | TRUE | ef4e8267-efec-4237-8e73-2e258c0f3243 |  | 7836.48 | 4638.6699 | 40 | HighriseApartment |  |  | 5 | HighriseApartment | 10 |  | 10 | NECB2015 | 0.19422 | 23884.0213 | 52.1952 | 77.9438 | 26.258 | 4.7494 | 203.5445 | 42.3982 | TORONTO | ONTARIO | 1.3056 | 23.1598 | 0 | 24.4653 | 10.4601 | 4.0865 | 0 | 14.5466 | 0 | 0.065686 | 0 | 0 | 0.23506 | 0.062728 | 0 | 0.23849 | 0.063105 | 0.039275 | 0.46864 | 0.0042187 | 0.7037 | 0.23014 | 25.926 | 69.51 | Natural Gas | 40 | 0.757 | [5 empty] | 0.183 | 0.278 | 2.2 | 2.2 | 5 | Toronto Pearson Intl AP | CAN | 382 | 3615 | 43.677 | -79.631 | 5 | 3890 | ON | CAN_ON_Toronto.Pearson.Intl.AP.716240_CWEC2016.epw | 0 | 0 | 0 | 0 | 1803.52 | 291.1654 | 19.7024 | 0.067667 | 7201.21 | 0.1 | 2021-03-24 15:27:38 +0000 | eef80c06 | 0.2.11 | :adv_dx_units: NECB_Default :analysis_id: 6a87033d-ede6-4783-acf8-880bd0e50e61 :analysis_name: baseline-2021-03-24 :boiler_eff: NECB_Default :btap_batch_version: 1.0.002 :building_type: HighriseApartment :compute_environment: aws_batch :datapoint_id: ef4e8267-efec-4237-8e73-2e258c0f3243 :daylighting_type: NECB_Default :dcv_type: NECB_Default :door_construction_cond: NECB_Default :ecm_system_name: NECB_Default :enable_costing: true :epw_file: CAN_ON_Toronto.Pearson.Intl.AP.716240_CWEC2016.epw :erv_package: NECB_Default :ext_floor_cond: NECB_Default :ext_roof_cond: NECB_Default :ext_wall_cond: NECB_Default :fdwr_set: NECB_Default :fixed_wind_solar_trans: NECB_Default :fixed_window_cond: NECB_Default :furnace_eff: NECB_Default :glass_door_cond: NECB_Default :glass_door_solar_trans: NECB_Default :ground_floor_cond: NECB_Default :ground_roof_cond: NECB_Default :ground_wall_cond: NECB_Default :lights_scale: NECB_Default :lights_type: NECB_Default :overhead_door_cond: NECB_Default :primary_heating_fuel: NaturalGas :pv_ground_azimuth_angle: NECB_Default :pv_ground_module_description: NECB_Default :pv_ground_tilt_angle: NECB_Default :pv_ground_total_area_pv_panels_m2: NECB_Default :pv_ground_type: NECB_Default :rotation_degrees: NECB_Default :run_annual_simulation: true :s3_bucket: '834599497928' :scale_x: NECB_Default :scale_y: NECB_Default :scale_z: NECB_Default :shw_eff: NECB_Default :skylight_cond: NECB_Default :skylight_solar_trans: NECB_Default :srr_set: NECB_Default :template: NECB2015 | 4.4663e-05 | TRUE | 1333.1507 |  | https://s3.console.aws.amazon.com/s3/buckets/834599497928?region=ca-central-1&prefix=sara.gilani/baseline-2021-03-24/6a87033d-ede6-4783-acf8-880bd0e50e61/output/ef4e8267-efec-4237-8e73-2e258c0f3243/ | 1.0.002 | 0 | 0 |  | 0 | 0 | tier_1 | 0
567 | 0 |  | NECB_Default | NECB_Default | NECB_Default | NECB_Default | NECB_Default | NECB_Default | NECB_Default | NECB_Default | HighriseApartment | NECB2015 | CAN_AB_Calgary.Intl.AP.718770_CWEC2016.epw | NaturalGas | NECB_Default | NECB_Default | NECB_Default | NECB_Default | NECB_Default | NECB_Default | NECB_Default | NECB_Default | NECB_Default | NECB_Default | NECB_Default | NECB_Default | NECB_Default | NECB_Default | NECB_Default | NECB_Default | NECB_Default | NECB_Default | NECB_Default | NECB_Default | NECB_Default | NECB_Default | NECB_Default | NECB_Default | NECB_Default | NECB_Default | NECB_Default | aws_batch | 834599497928 | [5 empty] | baseline-2021-03-24 | 6a87033d-ede6-4783-acf8-880bd0e50e61 | TRUE | TRUE | 12c94773-a9c6-40c2-99a5-f9fc6f8256ef |  | 7836.48 | 4638.6699 | 33.3 | HighriseApartment |  |  | 5 | HighriseApartment | 10 |  | 10 | NECB2015 | 0.19422 | 23884.0213 | 54.7851 | 73.6564 | 26.1353 | 4.712 | 200.2482 | 40.9595 | CALGARY | ALBERTA | 46.631 | 26.2815 | 0 | 72.9126 | 4.4196 | 1.875 | 0 | 6.2946 | 0 | 0.045245 | 0 | 0 | 0.21248 | 0.060555 | 0 | 0.2715 | 0.063105 | 0.039275 | 0.52082 | 0.0042685 | 0.7333 | 0.24932 | 21.7494 | 62.9819 | Natural Gas | 33.3 | 0.757 | [5 empty] | 0.162 | 0.21 | 2.2 | 2.2 | 5 | Calgary Intl AP | CAN | 64 | 4781 | 51.114 | -114.02 | 7a | 5000 | AB | CAN_AB_Calgary.Intl.AP.718770_CWEC2016.epw | 0 | 0 | 0 | 0 | 1953.77 | 291.1654 | 19.7024 | 0.067667 | 7201.21 | 0.1 | 2021-03-24 15:27:40 +0000 | eef80c06 | 0.2.11 | :adv_dx_units: NECB_Default :analysis_id: 6a87033d-ede6-4783-acf8-880bd0e50e61 :analysis_name: baseline-2021-03-24 :boiler_eff: NECB_Default :btap_batch_version: 1.0.002 :building_type: HighriseApartment :compute_environment: aws_batch :datapoint_id: 12c94773-a9c6-40c2-99a5-f9fc6f8256ef :daylighting_type: NECB_Default :dcv_type: NECB_Default :door_construction_cond: NECB_Default :ecm_system_name: NECB_Default :enable_costing: true :epw_file: CAN_AB_Calgary.Intl.AP.718770_CWEC2016.epw :erv_package: NECB_Default :ext_floor_cond: NECB_Default :ext_roof_cond: NECB_Default :ext_wall_cond: NECB_Default :fdwr_set: NECB_Default :fixed_wind_solar_trans: NECB_Default :fixed_window_cond: NECB_Default :furnace_eff: NECB_Default :glass_door_cond: NECB_Default :glass_door_solar_trans: NECB_Default :ground_floor_cond: NECB_Default :ground_roof_cond: NECB_Default :ground_wall_cond: NECB_Default :lights_scale: NECB_Default :lights_type: NECB_Default :overhead_door_cond: NECB_Default :primary_heating_fuel: NaturalGas :pv_ground_azimuth_angle: NECB_Default :pv_ground_module_description: NECB_Default :pv_ground_tilt_angle: NECB_Default :pv_ground_total_area_pv_panels_m2: NECB_Default :pv_ground_type: NECB_Default :rotation_degrees: NECB_Default :run_annual_simulation: true :s3_bucket: '834599497928' :scale_x: NECB_Default :scale_y: NECB_Default :scale_z: NECB_Default :shw_eff: NECB_Default :skylight_cond: NECB_Default :skylight_solar_trans: NECB_Default :srr_set: NECB_Default :template: NECB2015 | 3.3178e-05 | TRUE | 1335.9768 |  | https://s3.console.aws.amazon.com/s3/buckets/834599497928?region=ca-central-1&prefix=sara.gilani/baseline-2021-03-24/6a87033d-ede6-4783-acf8-880bd0e50e61/output/12c94773-a9c6-40c2-99a5-f9fc6f8256ef/ | 1.0.002 | 0 | 0 |  | 0 | 0 | tier_1 | 0
568 | 0 |  | NECB_Default | NECB_Default | NECB_Default | NECB_Default | NECB_Default | NECB_Default | NECB_Default | NECB_Default | SmallHotel | NECB2015 | CAN_AB_Edmonton.Intl.AP.711230_CWEC2016.epw | Electricity | NECB_Default | NECB_Default | NECB_Default | NECB_Default | NECB_Default | NECB_Default | NECB_Default | NECB_Default | NECB_Default | NECB_Default | NECB_Default | NECB_Default | NECB_Default | NECB_Default | NECB_Default | NECB_Default | NECB_Default | NECB_Default | NECB_Default | NECB_Default | NECB_Default | NECB_Default | NECB_Default | NECB_Default | NECB_Default | NECB_Default | NECB_Default | aws_batch | 834599497928 | [5 empty] | baseline-2021-03-24 | 6a87033d-ede6-4783-acf8-880bd0e50e61 | TRUE | TRUE | 47579b4e-2e2d-4a32-8a4b-0e188499d656 |  | 4013.58 | 2697.9741 | 32.5 | SmallHotel |  |  | 5 | SmallHotel | 4 |  | 4 | NECB2015 | 0.23215 | 11621.7287 | 69.6912 | 46.821 | 38.288 | 15.0067 | 329.7939 | 159.987 | EDMONTON | ALBERTA | 149.4507 | 0 | 0 | 149.4507 | 14.1648 | 0 | 0 | 14.1648 | 0 | 0.025374 | 0 | 0 | 0.681 | 0.087226 | 0 | 0.29308 | 0.019673 | 0.065495 | 0 | 0.0017466 | 0.681 | 0.18833 | 77.0095 | 0 | Electricity | 32.5 | 0.757 | [5 empty] | 0.162 | 0.21 | 2.2 | 2.2 | 5 | Edmonton Intl AP | CAN | 23 | 5588 | 53.31 | -113.579 | 7a | 5120 | AB | CAN_AB_Edmonton.Intl.AP.711230_CWEC2016.epw | 0 | 2.0681 | 0.012904 | 755.88 | 0 | 160.2628 | 9.2987 | 0.058022 | 3398.69 | 0.1 | 2021-03-24 15:28:11 +0000 | eef80c06 | 0.2.11 | :adv_dx_units: NECB_Default :analysis_id: 6a87033d-ede6-4783-acf8-880bd0e50e61 :analysis_name: baseline-2021-03-24 :boiler_eff: NECB_Default :btap_batch_version: 1.0.002 :building_type: SmallHotel :compute_environment: aws_batch :datapoint_id: 47579b4e-2e2d-4a32-8a4b-0e188499d656 :daylighting_type: NECB_Default :dcv_type: NECB_Default :door_construction_cond: NECB_Default :ecm_system_name: NECB_Default :enable_costing: true :epw_file: CAN_AB_Edmonton.Intl.AP.711230_CWEC2016.epw :erv_package: NECB_Default :ext_floor_cond: NECB_Default :ext_roof_cond: NECB_Default :ext_wall_cond: NECB_Default :fdwr_set: NECB_Default :fixed_wind_solar_trans: NECB_Default :fixed_window_cond: NECB_Default :furnace_eff: NECB_Default :glass_door_cond: NECB_Default :glass_door_solar_trans: NECB_Default :ground_floor_cond: NECB_Default :ground_roof_cond: NECB_Default :ground_wall_cond: NECB_Default :lights_scale: NECB_Default :lights_type: NECB_Default :overhead_door_cond: NECB_Default :primary_heating_fuel: Electricity :pv_ground_azimuth_angle: NECB_Default :pv_ground_module_description: NECB_Default :pv_ground_tilt_angle: NECB_Default :pv_ground_total_area_pv_panels_m2: NECB_Default :pv_ground_type: NECB_Default :rotation_degrees: NECB_Default :run_annual_simulation: true :s3_bucket: '834599497928' :scale_x: NECB_Default :scale_y: NECB_Default :scale_z: NECB_Default :shw_eff: NECB_Default :skylight_cond: NECB_Default :skylight_solar_trans: NECB_Default :srr_set: NECB_Default :template: NECB2015 | 7.7238e-05 | TRUE | 1896.7137 |  | https://s3.console.aws.amazon.com/s3/buckets/834599497928?region=ca-central-1&prefix=sara.gilani/baseline-2021-03-24/6a87033d-ede6-4783-acf8-880bd0e50e61/output/47579b4e-2e2d-4a32-8a4b-0e188499d656/ | 1.0.002 | 0 | 0 |  | 0 | 0 | tier_1 | 0
569 | 0 |  | NECB_Default | NECB_Default | NECB_Default | NECB_Default | NECB_Default | NECB_Default | NECB_Default | NECB_Default | SmallHotel | NECB2015 | CAN_BC_Vancouver.Intl.AP.718920_CWEC2016.epw | Electricity | NECB_Default | NECB_Default | NECB_Default | NECB_Default | NECB_Default | NECB_Default | NECB_Default | NECB_Default | NECB_Default | NECB_Default | NECB_Default | NECB_Default | NECB_Default | NECB_Default | NECB_Default | NECB_Default | NECB_Default | NECB_Default | NECB_Default | NECB_Default | NECB_Default | NECB_Default | NECB_Default | NECB_Default | NECB_Default | NECB_Default | NECB_Default | aws_batch | 834599497928 | [5 empty] | baseline-2021-03-24 | 6a87033d-ede6-4783-acf8-880bd0e50e61 | TRUE | TRUE | ad5bbf1b-e9dd-47ab-9bd4-4a23019e642f |  | 4013.58 | 2697.9741 | 40 | SmallHotel |  |  | 5 | SmallHotel | 4 |  | 4 | NECB2015 | 0.23215 | 11621.7287 | 66.5831 | 42.9689 | 34.2847 | 14.9446 | 312.6113 | 153.83 | VANCOUVER | BRITISH COLUMBIA | 1.4683 | 0 | 0 | 1.4683 | 14.6625 | 0 | 0 | 14.6625 | 0 | 0.029943 | 0 | 0 | 0.51811 | 0.082968 | 0 | 0.15682 | 0.019673 | 0.065495 | 0 | 0.0021776 | 0.51811 | 0.16093 | 49.592 | 0 | Electricity | 40 | 0.757 | [5 empty] | 0.227 | 0.315 | 2.4 | 2.4 | 5 | Vancouver Intl AP | CAN | 42 | 2797 | 49.195 | -123.184 | 4 | 2800 | BC | CAN_BC_Vancouver.Intl.AP.718920_CWEC2016.epw | 0 | 1.7672 | 0.011027 | 645.9 | 0 | 160.2628 | 9.2987 | 0.058022 | 3398.69 | 0.1 | 2021-03-24 15:28:20 +0000 | eef80c06 | 0.2.11 | :adv_dx_units: NECB_Default :analysis_id: 6a87033d-ede6-4783-acf8-880bd0e50e61 :analysis_name: baseline-2021-03-24 :boiler_eff: NECB_Default :btap_batch_version: 1.0.002 :building_type: SmallHotel :compute_environment: aws_batch :datapoint_id: ad5bbf1b-e9dd-47ab-9bd4-4a23019e642f :daylighting_type: NECB_Default :dcv_type: NECB_Default :door_construction_cond: NECB_Default :ecm_system_name: NECB_Default :enable_costing: true :epw_file: CAN_BC_Vancouver.Intl.AP.718920_CWEC2016.epw :erv_package: NECB_Default :ext_floor_cond: NECB_Default :ext_roof_cond: NECB_Default :ext_wall_cond: NECB_Default :fdwr_set: NECB_Default :fixed_wind_solar_trans: NECB_Default :fixed_window_cond: NECB_Default :furnace_eff: NECB_Default :glass_door_cond: NECB_Default :glass_door_solar_trans: NECB_Default :ground_floor_cond: NECB_Default :ground_roof_cond: NECB_Default :ground_wall_cond: NECB_Default :lights_scale: NECB_Default :lights_type: NECB_Default :overhead_door_cond: NECB_Default :primary_heating_fuel: Electricity :pv_ground_azimuth_angle: NECB_Default :pv_ground_module_description: NECB_Default :pv_ground_tilt_angle: NECB_Default :pv_ground_total_area_pv_panels_m2: NECB_Default :pv_ground_type: NECB_Default :rotation_degrees: NECB_Default :run_annual_simulation: true :s3_bucket: '834599497928' :scale_x: NECB_Default :scale_y: NECB_Default :scale_z: NECB_Default :shw_eff: NECB_Default :skylight_cond: NECB_Default :skylight_solar_trans: NECB_Default :srr_set: NECB_Default :template: NECB2015 | 0.00010714 | TRUE | 1898.2607 |  | https://s3.console.aws.amazon.com/s3/buckets/834599497928?region=ca-central-1&prefix=sara.gilani/baseline-2021-03-24/6a87033d-ede6-4783-acf8-880bd0e50e61/output/ad5bbf1b-e9dd-47ab-9bd4-4a23019e642f/ | 1.0.002 | 0 | 0 |  | 0 | 0 | tier_1 | 0
570 | 0 |  | NECB_Default | NECB_Default | NECB_Default | NECB_Default | NECB_Default | NECB_Default | NECB_Default | NECB_Default | LargeHotel | NECB2011 | CAN_AB_Edmonton.Intl.AP.711230_CWEC2016.epw | NaturalGas | NECB_Default | NECB_Default | NECB_Default | NECB_Default | NECB_Default | NECB_Default | NECB_Default | NECB_Default | NECB_Default | NECB_Default | NECB_Default | NECB_Default | NECB_Default | NECB_Default | NECB_Default | NECB_Default | NECB_Default | NECB_Default | NECB_Default | NECB_Default | NECB_Default | NECB_Default | NECB_Default | NECB_Default | NECB_Default | NECB_Default | NECB_Default | aws_batch | 834599497928 | [5 empty] | baseline-2021-03-24 | 6a87033d-ede6-4783-acf8-880bd0e50e61 | TRUE | TRUE | 53f093f6-eb9f-47f6-883c-59f2fabb204f |  | 11345.38 | 6004.6889 | 32.5 | LargeHotel |  |  | 5 | LargeHotel | 6 |  | 7 | NECB2011 | 0.17066 | 35185.0517 | 59.3433 | 71.8724 | 67.158 | 3.8562 | 300.3458 | 98.1158 | EDMONTON | ALBERTA | 65.2445 | 35.9885 | 0 | 101.233 | 6.1838 | 2.5675 | 0 | 8.7513 | 0 | 0.034618 | 0 | 0 | 0.2973 | 0.094197 | 0 | 0.46689 | 0.026731 | 0.1363 | 0.71318 | 0.0051854 | 1.0105 | 0.24629 | 22.3422 | 74.4095 | Natural Gas | 32.5 | 0.757 |  | 0.284 |  |  |  | 0.162 | 0.21 | 2.2 | 2.2 | 5 | Edmonton Intl AP | CAN | 23 | 5588 | 53.31 | -113.579 | 7a | 5120 | AB | CAN_AB_Edmonton.Intl.AP.711230_CWEC2016.epw | 0 | 0 | 0 | 0 | 2794.29 | 514.3909 | 27.1084 | 0.0527 | 9908.12 | 0.1 | 2021-03-24 15:29:05 +0000 | eef80c06 | 0.2.11 | :adv_dx_units: NECB_Default :analysis_id: 6a87033d-ede6-4783-acf8-880bd0e50e61 :analysis_name: baseline-2021-03-24 :boiler_eff: NECB_Default :btap_batch_version: 1.0.002 :building_type: LargeHotel :compute_environment: aws_batch :datapoint_id: 53f093f6-eb9f-47f6-883c-59f2fabb204f :daylighting_type: NECB_Default :dcv_type: NECB_Default :door_construction_cond: NECB_Default :ecm_system_name: NECB_Default :enable_costing: true :epw_file: CAN_AB_Edmonton.Intl.AP.711230_CWEC2016.epw :erv_package: NECB_Default :ext_floor_cond: NECB_Default :ext_roof_cond: NECB_Default :ext_wall_cond: NECB_Default :fdwr_set: NECB_Default :fixed_wind_solar_trans: NECB_Default :fixed_window_cond: NECB_Default :furnace_eff: NECB_Default :glass_door_cond: NECB_Default :glass_door_solar_trans: NECB_Default :ground_floor_cond: NECB_Default :ground_roof_cond: NECB_Default :ground_wall_cond: NECB_Default :lights_scale: NECB_Default :lights_type: NECB_Default :overhead_door_cond: NECB_Default :primary_heating_fuel: NaturalGas :pv_ground_azimuth_angle: NECB_Default :pv_ground_module_description: NECB_Default :pv_ground_tilt_angle: NECB_Default :pv_ground_total_area_pv_panels_m2: NECB_Default :pv_ground_type: NECB_Default :rotation_degrees: NECB_Default :run_annual_simulation: true :s3_bucket: '834599497928' :scale_x: NECB_Default :scale_y: NECB_Default :scale_z: NECB_Default :shw_eff: NECB_Default :skylight_cond: NECB_Default :skylight_solar_trans: NECB_Default :srr_set: NECB_Default :template: NECB2011 | 0.00027324 | TRUE | 1898.0172 |  | https://s3.console.aws.amazon.com/s3/buckets/834599497928?region=ca-central-1&prefix=sara.gilani/baseline-2021-03-24/6a87033d-ede6-4783-acf8-880bd0e50e61/output/53f093f6-eb9f-47f6-883c-59f2fabb204f/ | 1.0.002 | 0 | 0 |  | 0 | 0 | tier_1 | 0
571 | 0 |  | NECB_Default | NECB_Default | NECB_Default | NECB_Default | NECB_Default | NECB_Default | NECB_Default | NECB_Default | LargeHotel | NECB2015 | CAN_QC_Montreal-Trudeau.Intl.AP.716270_CWEC2016.epw | Electricity | NECB_Default | NECB_Default | NECB_Default | NECB_Default | NECB_Default | NECB_Default | NECB_Default | NECB_Default | NECB_Default | NECB_Default | NECB_Default | NECB_Default | NECB_Default | NECB_Default | NECB_Default | NECB_Default | NECB_Default | NECB_Default | NECB_Default | NECB_Default | NECB_Default | NECB_Default | NECB_Default | NECB_Default | NECB_Default | NECB_Default | NECB_Default | aws_batch | 834599497928 | [5 empty] | baseline-2021-03-24 | 6a87033d-ede6-4783-acf8-880bd0e50e61 | TRUE | TRUE | d4989e9e-6589-40b1-a211-c2791ece9b54 |  | 11345.38 | 6004.6889 | 37.3 | LargeHotel |  |  | 5 | LargeHotel | 6 |  | 7 | NECB2015 | 0.17066 | 35185.0517 | 56.9994 | 49.4098 | 45.167 | 7.976 | 262.4197 | 102.8676 | MONTREAL | QUEBEC | 0.25306 | 0 | 0 | 0.25306 | 16.1175 | 0 | 0 | 16.1175 | 0 | 0.04757 | 0 | 0 | 0.65121 | 0.081292 | 0 | 0.26356 | 0.02416 | 0.10196 | 0 | 0.0070972 | 0.65121 | 0.12483 | 74.4176 | 0 | Electricity | 37.3 | 0.757 |  | 0.284 |  |  |  | 0.183 | 0.247 | 2.2 | 2.2 | 5 | Montreal-Trudeau Intl AP | CAN | 323 | 4090 | 45.471 | -73.741 | 6 | 4400 | QC | CAN_QC_Montreal-Trudeau.Intl.AP.716270_CWEC2016.epw | 0 | 3.8748 | 0.0075355 | 1416.25 | 0 | 514.2133 | 19.4879 | 0.037899 | 7122.84 | 0.1 | 2021-03-24 15:28:35 +0000 | eef80c06 | 0.2.11 | :adv_dx_units: NECB_Default :analysis_id: 6a87033d-ede6-4783-acf8-880bd0e50e61 :analysis_name: baseline-2021-03-24 :boiler_eff: NECB_Default :btap_batch_version: 1.0.002 :building_type: LargeHotel :compute_environment: aws_batch :datapoint_id: d4989e9e-6589-40b1-a211-c2791ece9b54 :daylighting_type: NECB_Default :dcv_type: NECB_Default :door_construction_cond: NECB_Default :ecm_system_name: NECB_Default :enable_costing: true :epw_file: CAN_QC_Montreal-Trudeau.Intl.AP.716270_CWEC2016.epw :erv_package: NECB_Default :ext_floor_cond: NECB_Default :ext_roof_cond: NECB_Default :ext_wall_cond: NECB_Default :fdwr_set: NECB_Default :fixed_wind_solar_trans: NECB_Default :fixed_window_cond: NECB_Default :furnace_eff: NECB_Default :glass_door_cond: NECB_Default :glass_door_solar_trans: NECB_Default :ground_floor_cond: NECB_Default :ground_roof_cond: NECB_Default :ground_wall_cond: NECB_Default :lights_scale: NECB_Default :lights_type: NECB_Default :overhead_door_cond: NECB_Default :primary_heating_fuel: Electricity :pv_ground_azimuth_angle: NECB_Default :pv_ground_module_description: NECB_Default :pv_ground_tilt_angle: NECB_Default :pv_ground_total_area_pv_panels_m2: NECB_Default :pv_ground_type: NECB_Default :rotation_degrees: NECB_Default :run_annual_simulation: true :s3_bucket: '834599497928' :scale_x: NECB_Default :scale_y: NECB_Default :scale_z: NECB_Default :shw_eff: NECB_Default :skylight_cond: NECB_Default :skylight_solar_trans: NECB_Default :srr_set: NECB_Default :template: NECB2015 | 0.00074832 | TRUE | 1898.8084 |  | https://s3.console.aws.amazon.com/s3/buckets/834599497928?region=ca-central-1&prefix=sara.gilani/baseline-2021-03-24/6a87033d-ede6-4783-acf8-880bd0e50e61/output/d4989e9e-6589-40b1-a211-c2791ece9b54/ | 1.0.002 | 0 | 0 |  | 0 | 0 | tier_1 | 0
572 | 0 |  | NECB_Default | NECB_Default | NECB_Default | NECB_Default | NECB_Default | NECB_Default | NECB_Default | NECB_Default | LargeHotel | NECB2015 | CAN_ON_Toronto.Pearson.Intl.AP.716240_CWEC2016.epw | NaturalGas | NECB_Default | NECB_Default | NECB_Default | NECB_Default | NECB_Default | NECB_Default | NECB_Default | NECB_Default | NECB_Default | NECB_Default | NECB_Default | NECB_Default | NECB_Default | NECB_Default | NECB_Default | NECB_Default | NECB_Default | NECB_Default | NECB_Default | NECB_Default | NECB_Default | NECB_Default | NECB_Default | NECB_Default | NECB_Default | NECB_Default | NECB_Default | aws_batch | 834599497928 | [5 empty] | baseline-2021-03-24 | 6a87033d-ede6-4783-acf8-880bd0e50e61 | TRUE | TRUE | a806c718-4e74-4d8c-852d-803dbdbc0993 |  | 11345.38 | 6004.6889 | 40 | LargeHotel |  |  | 5 | LargeHotel | 6 |  | 7 | NECB2015 | 0.17066 | 35185.0517 | 59.4743 | 76.13 | 48.5878 | 3.8891 | 292.9484 | 104.8672 | TORONTO | ONTARIO | 1.5484 | 22.966 | 0 | 24.5144 | 12.4058 | 4.0523 | 0 | 16.4582 | 0 | 0.053193 | 0 | 0 | 0.27878 | 0.090642 | 0 | 0.3036 | 0.02416 | 0.10196 | 0.46472 | 0.0079812 | 0.7435 | 0.16112 | 27.1686 | 80.1257 | Natural Gas | 40 | 0.757 |  | 0.379 |  |  |  | 0.183 | 0.278 | 2.2 | 2.2 | 5 | Toronto Pearson Intl AP | CAN | 382 | 3615 | 43.677 | -79.631 | 5 | 3890 | ON | CAN_ON_Toronto.Pearson.Intl.AP.716240_CWEC2016.epw | 0 | 0 | 0 | 0 | 1827.95 | 514.2133 | 19.4879 | 0.037899 | 7122.84 | 0.1 | 2021-03-24 15:29:43 +0000 | eef80c06 | 0.2.11 | :adv_dx_units: NECB_Default :analysis_id: 6a87033d-ede6-4783-acf8-880bd0e50e61 :analysis_name: baseline-2021-03-24 :boiler_eff: NECB_Default :btap_batch_version: 1.0.002 :building_type: LargeHotel :compute_environment: aws_batch :datapoint_id: a806c718-4e74-4d8c-852d-803dbdbc0993 :daylighting_type: NECB_Default :dcv_type: NECB_Default :door_construction_cond: NECB_Default :ecm_system_name: NECB_Default :enable_costing: true :epw_file: CAN_ON_Toronto.Pearson.Intl.AP.716240_CWEC2016.epw :erv_package: NECB_Default :ext_floor_cond: NECB_Default :ext_roof_cond: NECB_Default :ext_wall_cond: NECB_Default :fdwr_set: NECB_Default :fixed_wind_solar_trans: NECB_Default :fixed_window_cond: NECB_Default :furnace_eff: NECB_Default :glass_door_cond: NECB_Default :glass_door_solar_trans: NECB_Default :ground_floor_cond: NECB_Default :ground_roof_cond: NECB_Default :ground_wall_cond: NECB_Default :lights_scale: NECB_Default :lights_type: NECB_Default :overhead_door_cond: NECB_Default :primary_heating_fuel: NaturalGas :pv_ground_azimuth_angle: NECB_Default :pv_ground_module_description: NECB_Default :pv_ground_tilt_angle: NECB_Default :pv_ground_total_area_pv_panels_m2: NECB_Default :pv_ground_type: NECB_Default :rotation_degrees: NECB_Default :run_annual_simulation: true :s3_bucket: '834599497928' :scale_x: NECB_Default :scale_y: NECB_Default :scale_z: NECB_Default :shw_eff: NECB_Default :skylight_cond: NECB_Default :skylight_solar_trans: NECB_Default :srr_set: NECB_Default :template: NECB2015 | 0.00085057 | TRUE | 1898.5173 |  | https://s3.console.aws.amazon.com/s3/buckets/834599497928?region=ca-central-1&prefix=sara.gilani/baseline-2021-03-24/6a87033d-ede6-4783-acf8-880bd0e50e61/output/a806c718-4e74-4d8c-852d-803dbdbc0993/ | 1.0.002 | 0 | 0 |  | 0 | 0 | tier_1 | 0
573 | 0 |  | NECB_Default | NECB_Default | NECB_Default | NECB_Default | NECB_Default | NECB_Default | NECB_Default | NECB_Default | LargeHotel | NECB2017 | CAN_NS_Halifax.Dockyard.713280_CWEC2016.epw | NaturalGas | NECB_Default | NECB_Default | NECB_Default | NECB_Default | NECB_Default | NECB_Default | NECB_Default | NECB_Default | NECB_Default | NECB_Default | NECB_Default | NECB_Default | NECB_Default | NECB_Default | NECB_Default | NECB_Default | NECB_Default | NECB_Default | NECB_Default | NECB_Default | NECB_Default | NECB_Default | NECB_Default | NECB_Default | NECB_Default | NECB_Default | NECB_Default | aws_batch | 834599497928 | [5 empty] | baseline-2021-03-24 | 6a87033d-ede6-4783-acf8-880bd0e50e61 | TRUE | TRUE | e9dffac0-b096-44fc-a781-47aa2445ba57 |  | 11345.38 | 6004.6889 | 40 | LargeHotel |  |  | 2 | LargeHotel | 6 |  | 7 | NECB2017 | 0.17066 | 35185.0517 | 52.3238 | 66.5275 | 60.0205 | 3.7395 | 277.2966 | 94.6853 | HALIFAX | NOVA SCOTIA | 52.587 | 19.015 | 0 | 71.602 | 10.3133 | 4.7996 | 0 | 15.1128 | 0 | 0.03631 | 0 | 0 | 0.25932 | 0.079878 | 0.0063903 | 0.21818 | 0.02416 | 0.10518 | 0.38213 | 0.0068706 | 0.64145 | 0.16396 | 20.7778 | 55.8047 | Natural Gas | 40 | 0.757 |  | 0.284 |  |  |  | 0.156 | 0.247 | 1.9 | 1.9 | 2 | Halifax Dockyard | CAN | 112 | 3647 | 44.655 | -63.577 | 6 | 4000 | NS | CAN_NS_Halifax.Dockyard.713280_CWEC2016.epw | 0 | 0 | 0 | 0 | 1860.14 | 514.2133 | 19.4879 | 0.037899 | 7122.84 | 0.1 | 2021-03-24 15:29:28 +0000 | eef80c06 | 0.2.11 | :adv_dx_units: NECB_Default :analysis_id: 6a87033d-ede6-4783-acf8-880bd0e50e61 :analysis_name: baseline-2021-03-24 :boiler_eff: NECB_Default :btap_batch_version: 1.0.002 :building_type: LargeHotel :compute_environment: aws_batch :datapoint_id: e9dffac0-b096-44fc-a781-47aa2445ba57 :daylighting_type: NECB_Default :dcv_type: NECB_Default :door_construction_cond: NECB_Default :ecm_system_name: NECB_Default :enable_costing: true :epw_file: CAN_NS_Halifax.Dockyard.713280_CWEC2016.epw :erv_package: NECB_Default :ext_floor_cond: NECB_Default :ext_roof_cond: NECB_Default :ext_wall_cond: NECB_Default :fdwr_set: NECB_Default :fixed_wind_solar_trans: NECB_Default :fixed_window_cond: NECB_Default :furnace_eff: NECB_Default :glass_door_cond: NECB_Default :glass_door_solar_trans: NECB_Default :ground_floor_cond: NECB_Default :ground_roof_cond: NECB_Default :ground_wall_cond: NECB_Default :lights_scale: NECB_Default :lights_type: NECB_Default :overhead_door_cond: NECB_Default :primary_heating_fuel: NaturalGas :pv_ground_azimuth_angle: NECB_Default :pv_ground_module_description: NECB_Default :pv_ground_tilt_angle: NECB_Default :pv_ground_total_area_pv_panels_m2: NECB_Default :pv_ground_type: NECB_Default :rotation_degrees: NECB_Default :run_annual_simulation: true :s3_bucket: '834599497928' :scale_x: NECB_Default :scale_y: NECB_Default :scale_z: NECB_Default :shw_eff: NECB_Default :skylight_cond: NECB_Default :skylight_solar_trans: NECB_Default :srr_set: NECB_Default :template: NECB2017 | 0.0005359 | TRUE | 1898.477 |  | https://s3.console.aws.amazon.com/s3/buckets/834599497928?region=ca-central-1&prefix=sara.gilani/baseline-2021-03-24/6a87033d-ede6-4783-acf8-880bd0e50e61/output/e9dffac0-b096-44fc-a781-47aa2445ba57/ | 1.0.002 | 0 | 0 |  | 0 | 0 | tier_1 | 0
574 | 0 |  | NECB_Default | NECB_Default | NECB_Default | NECB_Default | NECB_Default | NECB_Default | NECB_Default | NECB_Default | LargeHotel | NECB2017 | CAN_BC_Vancouver.Intl.AP.718920_CWEC2016.epw | NaturalGas | NECB_Default | NECB_Default | NECB_Default | NECB_Default | NECB_Default | NECB_Default | NECB_Default | NECB_Default | NECB_Default | NECB_Default | NECB_Default | NECB_Default | NECB_Default | NECB_Default | NECB_Default | NECB_Default | NECB_Default | NECB_Default | NECB_Default | NECB_Default | NECB_Default | NECB_Default | NECB_Default | NECB_Default | NECB_Default | NECB_Default | NECB_Default | aws_batch | 834599497928 | [5 empty] | baseline-2021-03-24 | 6a87033d-ede6-4783-acf8-880bd0e50e61 | TRUE | TRUE | a7440ff3-9728-4cde-bbc3-81b63ddbf3e8 |  | 11345.38 | 6004.6889 | 40 | LargeHotel |  |  | 2 | LargeHotel | 6 |  | 7 | NECB2017 | 0.17066 | 35185.0517 | 55.4684 | 66.8016 | 60.2681 | 3.7879 | 279.0265 | 92.7006 | VANCOUVER | BRITISH COLUMBIA | 0.71742 | 17.7 | 0 | 18.4175 | 7.1641 | 3.9708 | 0 | 11.135 | 0 | 0.033348 | 0 | 0 | 0.25315 | 0.079284 | 0.0038853 | 0.19423 | 0.02416 | 0.10518 | 0.35109 | 0.0069262 | 0.60424 | 0.15686 | 19.9849 | 38.3018 | Natural Gas | 40 | 0.757 |  | 0.568 |  |  |  | 0.193 | 0.315 | 2.1 | 2.1 | 2 | Vancouver Intl AP | CAN | 42 | 2797 | 49.195 | -123.184 | 4 | 2800 | BC | CAN_BC_Vancouver.Intl.AP.718920_CWEC2016.epw | 0 | 0 | 0 | 0 | 1779.68 | 514.2133 | 19.4879 | 0.037899 | 7122.84 | 0.1 | 2021-03-24 15:29:27 +0000 | eef80c06 | 0.2.11 | :adv_dx_units: NECB_Default :analysis_id: 6a87033d-ede6-4783-acf8-880bd0e50e61 :analysis_name: baseline-2021-03-24 :boiler_eff: NECB_Default :btap_batch_version: 1.0.002 :building_type: LargeHotel :compute_environment: aws_batch :datapoint_id: a7440ff3-9728-4cde-bbc3-81b63ddbf3e8 :daylighting_type: NECB_Default :dcv_type: NECB_Default :door_construction_cond: NECB_Default :ecm_system_name: NECB_Default :enable_costing: true :epw_file: CAN_BC_Vancouver.Intl.AP.718920_CWEC2016.epw :erv_package: NECB_Default :ext_floor_cond: NECB_Default :ext_roof_cond: NECB_Default :ext_wall_cond: NECB_Default :fdwr_set: NECB_Default :fixed_wind_solar_trans: NECB_Default :fixed_window_cond: NECB_Default :furnace_eff: NECB_Default :glass_door_cond: NECB_Default :glass_door_solar_trans: NECB_Default :ground_floor_cond: NECB_Default :ground_roof_cond: NECB_Default :ground_wall_cond: NECB_Default :lights_scale: NECB_Default :lights_type: NECB_Default :overhead_door_cond: NECB_Default :primary_heating_fuel: NaturalGas :pv_ground_azimuth_angle: NECB_Default :pv_ground_module_description: NECB_Default :pv_ground_tilt_angle: NECB_Default :pv_ground_total_area_pv_panels_m2: NECB_Default :pv_ground_type: NECB_Default :rotation_degrees: NECB_Default :run_annual_simulation: true :s3_bucket: '834599497928' :scale_x: NECB_Default :scale_y: NECB_Default :scale_z: NECB_Default :shw_eff: NECB_Default :skylight_cond: NECB_Default :skylight_solar_trans: NECB_Default :srr_set: NECB_Default :template: NECB2017 | 0.00036667 | TRUE | 1899.6745 |  | https://s3.console.aws.amazon.com/s3/buckets/834599497928?region=ca-central-1&prefix=sara.gilani/baseline-2021-03-24/6a87033d-ede6-4783-acf8-880bd0e50e61/output/a7440ff3-9728-4cde-bbc3-81b63ddbf3e8/ | 1.0.002 | 0 | 0 |  | 0 | 0 | tier_1 | 0
575 | 0 |  | NECB_Default | NECB_Default | NECB_Default | NECB_Default | NECB_Default | NECB_Default | NECB_Default | NECB_Default | LargeHotel | NECB2015 | CAN_YT_Whitehorse.Intl.AP.719640_CWEC2016.epw | NaturalGas | NECB_Default | NECB_Default | NECB_Default | NECB_Default | NECB_Default | NECB_Default | NECB_Default | NECB_Default | NECB_Default | NECB_Default | NECB_Default | NECB_Default | NECB_Default | NECB_Default | NECB_Default | NECB_Default | NECB_Default | NECB_Default | NECB_Default | NECB_Default | NECB_Default | NECB_Default | NECB_Default | NECB_Default | NECB_Default | NECB_Default | NECB_Default | aws_batch | 834599497928 | [5 empty] | baseline-2021-03-24 | 6a87033d-ede6-4783-acf8-880bd0e50e61 | TRUE | TRUE | 1891194c-6888-43f0-bf16-30a618c6083f |  | 11345.38 | 6004.6889 | 22.8 | LargeHotel |  |  | 5 | LargeHotel | 6 |  | 7 | NECB2015 | 0.17066 | 35185.0517 | 52.7277 | 60.9013 | 43.2611 | 3.6872 | 243.7484 | 83.1711 | WHITEHORSE | YUKON | 3.5567 | 34.472 | 0 | 38.0287 | 8.1454 | 6.2833 | 0 | 14.4287 | 0 | 0.014436 | 0 | 0 | 0.22867 | 0.083687 | 0 | 0.50298 | 0.02416 | 0.10196 | 0.69276 | 0.0043489 | 0.92143 | 0.18978 | 18.9265 | 78.7096 | Natural Gas | 22.8 | 0.757 |  | 0.284 |  |  |  | 0.162 | 0.21 | 2.2 | 2.2 | 5 | Whitehorse Intl AP | CAN | 5 | 6491 | 60.709 | -135.069 | 7b | 6580 | YT | CAN_YT_Whitehorse.Intl.AP.719640_CWEC2016.epw | 0 | 0 | 0 | 0 | 2153.1 | 514.2133 | 19.4879 | 0.037899 | 7122.84 | 0.1 | 2021-03-24 15:28:48 +0000 | eef80c06 | 0.2.11 | :adv_dx_units: NECB_Default :analysis_id: 6a87033d-ede6-4783-acf8-880bd0e50e61 :analysis_name: baseline-2021-03-24 :boiler_eff: NECB_Default :btap_batch_version: 1.0.002 :building_type: LargeHotel :compute_environment: aws_batch :datapoint_id: 1891194c-6888-43f0-bf16-30a618c6083f :daylighting_type: NECB_Default :dcv_type: NECB_Default :door_construction_cond: NECB_Default :ecm_system_name: NECB_Default :enable_costing: true :epw_file: CAN_YT_Whitehorse.Intl.AP.719640_CWEC2016.epw :erv_package: NECB_Default :ext_floor_cond: NECB_Default :ext_roof_cond: NECB_Default :ext_wall_cond: NECB_Default :fdwr_set: NECB_Default :fixed_wind_solar_trans: NECB_Default :fixed_window_cond: NECB_Default :furnace_eff: NECB_Default :glass_door_cond: NECB_Default :glass_door_solar_trans: NECB_Default :ground_floor_cond: NECB_Default :ground_roof_cond: NECB_Default :ground_wall_cond: NECB_Default :lights_scale: NECB_Default :lights_type: NECB_Default :overhead_door_cond: NECB_Default :primary_heating_fuel: NaturalGas :pv_ground_azimuth_angle: NECB_Default :pv_ground_module_description: NECB_Default :pv_ground_tilt_angle: NECB_Default :pv_ground_total_area_pv_panels_m2: NECB_Default :pv_ground_type: NECB_Default :rotation_degrees: NECB_Default :run_annual_simulation: true :s3_bucket: '834599497928' :scale_x: NECB_Default :scale_y: NECB_Default :scale_z: NECB_Default :shw_eff: NECB_Default :skylight_cond: NECB_Default :skylight_solar_trans: NECB_Default :srr_set: NECB_Default :template: NECB2015 | 8.3735e-05 | TRUE | 1901.3308 |  | https://s3.console.aws.amazon.com/s3/buckets/834599497928?region=ca-central-1&prefix=sara.gilani/baseline-2021-03-24/6a87033d-ede6-4783-acf8-880bd0e50e61/output/1891194c-6888-43f0-bf16-30a618c6083f/ | 1.0.002 | 0 | 0 |  | 0 | 0 | tier_1 | 0
576 | 0 |  | NECB_Default | NECB_Default | NECB_Default | NECB_Default | NECB_Default | NECB_Default | NECB_Default | NECB_Default | LargeHotel | NECB2017 | CAN_YT_Whitehorse.Intl.AP.719640_CWEC2016.epw | NaturalGas | NECB_Default | NECB_Default | NECB_Default | NECB_Default | NECB_Default | NECB_Default | NECB_Default | NECB_Default | NECB_Default | NECB_Default | NECB_Default | NECB_Default | NECB_Default | NECB_Default | NECB_Default | NECB_Default | NECB_Default | NECB_Default | NECB_Default | NECB_Default | NECB_Default | NECB_Default | NECB_Default | NECB_Default | NECB_Default | NECB_Default | NECB_Default | aws_batch | 834599497928 | [5 empty] | baseline-2021-03-24 | 6a87033d-ede6-4783-acf8-880bd0e50e61 | TRUE | TRUE | 6793a281-9e24-4ef0-869a-e98f0fe1f207 |  | 11345.38 | 6004.6889 | 22.8 | LargeHotel |  |  | 2 | LargeHotel | 6 |  | 7 | NECB2017 | 0.17066 | 35185.0517 | 53.9325 | 61.6042 | 59.5635 | 3.6872 | 268.5439 | 89.7564 | WHITEHORSE | YUKON | 3.5263 | 26.8162 | 0 | 30.3425 | 8.0757 | 4.8879 | 0 | 12.9636 | 0 | 0.015196 | 0 | 0 | 0.22672 | 0.070227 | 0.0074488 | 0.34906 | 0.02416 | 0.10518 | 0.53891 | 0.0044379 | 0.76562 | 0.18985 | 17.7234 | 75.8671 | Natural Gas | 22.8 | 0.757 |  | 0.284 |  |  |  | 0.138 | 0.21 | 1.9 | 1.9 | 2 | Whitehorse Intl AP | CAN | 5 | 6491 | 60.709 | -135.069 | 7b | 6580 | YT | CAN_YT_Whitehorse.Intl.AP.719640_CWEC2016.epw | 0 | 0 | 0 | 0 | 2153.9 | 514.2133 | 19.4879 | 0.037899 | 7122.84 | 0.1 | 2021-03-24 15:28:58 +0000 | eef80c06 | 0.2.11 | :adv_dx_units: NECB_Default :analysis_id: 6a87033d-ede6-4783-acf8-880bd0e50e61 :analysis_name: baseline-2021-03-24 :boiler_eff: NECB_Default :btap_batch_version: 1.0.002 :building_type: LargeHotel :compute_environment: aws_batch :datapoint_id: 6793a281-9e24-4ef0-869a-e98f0fe1f207 :daylighting_type: NECB_Default :dcv_type: NECB_Default :door_construction_cond: NECB_Default :ecm_system_name: NECB_Default :enable_costing: true :epw_file: CAN_YT_Whitehorse.Intl.AP.719640_CWEC2016.epw :erv_package: NECB_Default :ext_floor_cond: NECB_Default :ext_roof_cond: NECB_Default :ext_wall_cond: NECB_Default :fdwr_set: NECB_Default :fixed_wind_solar_trans: NECB_Default :fixed_window_cond: NECB_Default :furnace_eff: NECB_Default :glass_door_cond: NECB_Default :glass_door_solar_trans: NECB_Default :ground_floor_cond: NECB_Default :ground_roof_cond: NECB_Default :ground_wall_cond: NECB_Default :lights_scale: NECB_Default :lights_type: NECB_Default :overhead_door_cond: NECB_Default :primary_heating_fuel: NaturalGas :pv_ground_azimuth_angle: NECB_Default :pv_ground_module_description: NECB_Default :pv_ground_tilt_angle: NECB_Default :pv_ground_total_area_pv_panels_m2: NECB_Default :pv_ground_type: NECB_Default :rotation_degrees: NECB_Default :run_annual_simulation: true :s3_bucket: '834599497928' :scale_x: NECB_Default :scale_y: NECB_Default :scale_z: NECB_Default :shw_eff: NECB_Default :skylight_cond: NECB_Default :skylight_solar_trans: NECB_Default :srr_set: NECB_Default :template: NECB2017 | 7.1395e-05 | TRUE | 1901.3186 |  | https://s3.console.aws.amazon.com/s3/buckets/834599497928?region=ca-central-1&prefix=sara.gilani/baseline-2021-03-24/6a87033d-ede6-4783-acf8-880bd0e50e61/output/6793a281-9e24-4ef0-869a-e98f0fe1f207/ | 1.0.002 | 0 | 0 |  | 0 | 0 | tier_1 | 0
577 | 0 |  | NECB_Default | NECB_Default | NECB_Default | NECB_Default | NECB_Default | NECB_Default | NECB_Default | NECB_Default | HighriseApartment | NECB2011 | CAN_QC_Montreal-Trudeau.Intl.AP.716270_CWEC2016.epw | Electricity | NECB_Default | NECB_Default | NECB_Default | NECB_Default | NECB_Default | NECB_Default | NECB_Default | NECB_Default | NECB_Default | NECB_Default | NECB_Default | NECB_Default | NECB_Default | NECB_Default | NECB_Default | NECB_Default | NECB_Default | NECB_Default | NECB_Default | NECB_Default | NECB_Default | NECB_Default | NECB_Default | NECB_Default | NECB_Default | NECB_Default | NECB_Default | aws_batch | 834599497928 | [5 empty] | baseline-2021-03-24 | 6a87033d-ede6-4783-acf8-880bd0e50e61 | TRUE | TRUE | fb207523-f67d-4f20-864a-53a9c4ce2b0e |  | 7836.48 | 4638.6699 | 37.3 | HighriseApartment |  |  | 5 | HighriseApartment | 10 |  | 10 | NECB2011 | 0.19422 | 23884.0213 | 51.2278 | 48.2476 | 24.3576 | 9.3558 | 169.9182 | 36.7294 | MONTREAL | QUEBEC | 0.18516 | 0 | 0 | 0.18516 | 11.7927 | 0 | 0 | 11.7927 | 0 | 0.047851 | 0 | 0 | 0.47647 | 0.060156 | 0 | 0.18553 | 0.063082 | 0.040272 | 0 | 0.00094813 | 0.47647 | 0.078593 | 61.1876 | 0 | Electricity | 37.3 | 0.757 | [5 empty] | 0.183 | 0.247 | 2.2 | 2.2 | 5 | Montreal-Trudeau Intl AP | CAN | 323 | 4090 | 45.471 | -73.741 | 6 | 4400 | QC | CAN_QC_Montreal-Trudeau.Intl.AP.716270_CWEC2016.epw | 0 | 1.6851 | 0.013113 | 615.89 | 0 | 128.5028 | 8.3471 | 0.064956 | 3050.86 | 0.1 | 2021-03-24 15:29:08 +0000 | eef80c06 | 0.2.11 | :adv_dx_units: NECB_Default :analysis_id: 6a87033d-ede6-4783-acf8-880bd0e50e61 :analysis_name: baseline-2021-03-24 :boiler_eff: NECB_Default :btap_batch_version: 1.0.002 :building_type: HighriseApartment :compute_environment: aws_batch :datapoint_id: fb207523-f67d-4f20-864a-53a9c4ce2b0e :daylighting_type: NECB_Default :dcv_type: NECB_Default :door_construction_cond: NECB_Default :ecm_system_name: NECB_Default :enable_costing: true :epw_file: CAN_QC_Montreal-Trudeau.Intl.AP.716270_CWEC2016.epw :erv_package: NECB_Default :ext_floor_cond: NECB_Default :ext_roof_cond: NECB_Default :ext_wall_cond: NECB_Default :fdwr_set: NECB_Default :fixed_wind_solar_trans: NECB_Default :fixed_window_cond: NECB_Default :furnace_eff: NECB_Default :glass_door_cond: NECB_Default :glass_door_solar_trans: NECB_Default :ground_floor_cond: NECB_Default :ground_roof_cond: NECB_Default :ground_wall_cond: NECB_Default :lights_scale: NECB_Default :lights_type: NECB_Default :overhead_door_cond: NECB_Default :primary_heating_fuel: Electricity :pv_ground_azimuth_angle: NECB_Default :pv_ground_module_description: NECB_Default :pv_ground_tilt_angle: NECB_Default :pv_ground_total_area_pv_panels_m2: NECB_Default :pv_ground_type: NECB_Default :rotation_degrees: NECB_Default :run_annual_simulation: true :s3_bucket: '834599497928' :scale_x: NECB_Default :scale_y: NECB_Default :scale_z: NECB_Default :shw_eff: NECB_Default :skylight_cond: NECB_Default :skylight_solar_trans: NECB_Default :srr_set: NECB_Default :template: NECB2011 | 4.5939e-05 | TRUE | 1454.6957 |  | https://s3.console.aws.amazon.com/s3/buckets/834599497928?region=ca-central-1&prefix=sara.gilani/baseline-2021-03-24/6a87033d-ede6-4783-acf8-880bd0e50e61/output/fb207523-f67d-4f20-864a-53a9c4ce2b0e/ | 1.0.002 | 0 | 0 |  | 0 | 0 | tier_1 | 0
578 | 0 |  | NECB_Default | NECB_Default | NECB_Default | NECB_Default | NECB_Default | NECB_Default | NECB_Default | NECB_Default | SmallHotel | NECB2015 | CAN_BC_Vancouver.Intl.AP.718920_CWEC2016.epw | NaturalGas | NECB_Default | NECB_Default | NECB_Default | NECB_Default | NECB_Default | NECB_Default | NECB_Default | NECB_Default | NECB_Default | NECB_Default | NECB_Default | NECB_Default | NECB_Default | NECB_Default | NECB_Default | NECB_Default | NECB_Default | NECB_Default | NECB_Default | NECB_Default | NECB_Default | NECB_Default | NECB_Default | NECB_Default | NECB_Default | NECB_Default | NECB_Default | aws_batch | 834599497928 | [5 empty] | baseline-2021-03-24 | 6a87033d-ede6-4783-acf8-880bd0e50e61 | TRUE | TRUE | f8ab0e21-0d9e-4a87-a8ae-de77165a7596 |  | 4013.58 | 2697.9741 | 40 | SmallHotel |  |  | 5 | SmallHotel | 4 |  | 4 | NECB2015 | 0.23215 | 11621.7287 | 66.5831 | 67.592 | 34.2847 | 6.9775 | 354.5265 | 179.0892 | VANCOUVER | BRITISH COLUMBIA | 0.58888 | 20.3621 | 0 | 20.9509 | 5.8806 | 4.568 | 0 | 10.4486 | 0 | 0.030011 | 0 | 0 | 0.2078 | 0.083023 | 0 | 0.1855 | 0.019673 | 0.065495 | 0.40389 | 0.0094903 | 0.61169 | 0.21839 | 17.1846 | 51.1276 | Natural Gas | 40 | 0.757 | [5 empty] | 0.227 | 0.315 | 2.4 | 2.4 | 5 | Vancouver Intl AP | CAN | 42 | 2797 | 49.195 | -123.184 | 4 | 2800 | BC | CAN_BC_Vancouver.Intl.AP.718920_CWEC2016.epw | 0 | 0 | 0 | 0 | 876.53 | 160.2628 | 9.2987 | 0.058022 | 3398.69 | 0.1 | 2021-03-24 15:29:27 +0000 | eef80c06 | 0.2.11 | :adv_dx_units: NECB_Default :analysis_id: 6a87033d-ede6-4783-acf8-880bd0e50e61 :analysis_name: baseline-2021-03-24 :boiler_eff: NECB_Default :btap_batch_version: 1.0.002 :building_type: SmallHotel :compute_environment: aws_batch :datapoint_id: f8ab0e21-0d9e-4a87-a8ae-de77165a7596 :daylighting_type: NECB_Default :dcv_type: NECB_Default :door_construction_cond: NECB_Default :ecm_system_name: NECB_Default :enable_costing: true :epw_file: CAN_BC_Vancouver.Intl.AP.718920_CWEC2016.epw :erv_package: NECB_Default :ext_floor_cond: NECB_Default :ext_roof_cond: NECB_Default :ext_wall_cond: NECB_Default :fdwr_set: NECB_Default :fixed_wind_solar_trans: NECB_Default :fixed_window_cond: NECB_Default :furnace_eff: NECB_Default :glass_door_cond: NECB_Default :glass_door_solar_trans: NECB_Default :ground_floor_cond: NECB_Default :ground_roof_cond: NECB_Default :ground_wall_cond: NECB_Default :lights_scale: NECB_Default :lights_type: NECB_Default :overhead_door_cond: NECB_Default :primary_heating_fuel: NaturalGas :pv_ground_azimuth_angle: NECB_Default :pv_ground_module_description: NECB_Default :pv_ground_tilt_angle: NECB_Default :pv_ground_total_area_pv_panels_m2: NECB_Default :pv_ground_type: NECB_Default :rotation_degrees: NECB_Default :run_annual_simulation: true :s3_bucket: '834599497928' :scale_x: NECB_Default :scale_y: NECB_Default :scale_z: NECB_Default :shw_eff: NECB_Default :skylight_cond: NECB_Default :skylight_solar_trans: NECB_Default :srr_set: NECB_Default :template: NECB2015 | 0.00010714 | TRUE | 1957.8288 |  | https://s3.console.aws.amazon.com/s3/buckets/834599497928?region=ca-central-1&prefix=sara.gilani/baseline-2021-03-24/6a87033d-ede6-4783-acf8-880bd0e50e61/output/f8ab0e21-0d9e-4a87-a8ae-de77165a7596/ | 1.0.002 | 0 | 0 |  | 0 | 0 | tier_1 | 0
579 | 0 |  | NECB_Default | NECB_Default | NECB_Default | NECB_Default | NECB_Default | NECB_Default | NECB_Default | NECB_Default | SmallHotel | NECB2015 | CAN_ON_Toronto.Pearson.Intl.AP.716240_CWEC2016.epw | NaturalGas | NECB_Default | NECB_Default | NECB_Default | NECB_Default | NECB_Default | NECB_Default | NECB_Default | NECB_Default | NECB_Default | NECB_Default | NECB_Default | NECB_Default | NECB_Default | NECB_Default | NECB_Default | NECB_Default | NECB_Default | NECB_Default | NECB_Default | NECB_Default | NECB_Default | NECB_Default | NECB_Default | NECB_Default | NECB_Default | NECB_Default | NECB_Default | aws_batch | 834599497928 | [5 empty] | baseline-2021-03-24 | 6a87033d-ede6-4783-acf8-880bd0e50e61 | TRUE | TRUE | 25bae34a-1159-4bc2-a7dd-ba4c53d17471 |  | 4013.58 | 2697.9741 | 40 | SmallHotel |  |  | 5 | SmallHotel | 4 |  | 4 | NECB2015 | 0.23215 | 11621.7287 | 73.9972 | 78.1985 | 38.0036 | 7.1681 | 390.446 | 193.0786 | TORONTO | ONTARIO | 1.2897 | 23.4357 | 0 | 24.7254 | 10.3333 | 4.1352 | 0 | 14.4685 | 0 | 0.048488 | 0 | 0 | 0.23221 | 0.087655 | 0 | 0.25005 | 0.019673 | 0.065495 | 0.47422 | 0.010736 | 0.70643 | 0.22417 | 23.6759 | 88.0096 | Natural Gas | 40 | 0.757 | [5 empty] | 0.183 | 0.278 | 2.2 | 2.2 | 5 | Toronto Pearson Intl AP | CAN | 382 | 3615 | 43.677 | -79.631 | 5 | 3890 | ON | CAN_ON_Toronto.Pearson.Intl.AP.716240_CWEC2016.epw | 0 | 0 | 0 | 0 | 899.74 | 160.2628 | 9.2987 | 0.058022 | 3398.69 | 0.1 | 2021-03-24 15:29:38 +0000 | eef80c06 | 0.2.11 | :adv_dx_units: NECB_Default :analysis_id: 6a87033d-ede6-4783-acf8-880bd0e50e61 :analysis_name: baseline-2021-03-24 :boiler_eff: NECB_Default :btap_batch_version: 1.0.002 :building_type: SmallHotel :compute_environment: aws_batch :datapoint_id: 25bae34a-1159-4bc2-a7dd-ba4c53d17471 :daylighting_type: NECB_Default :dcv_type: NECB_Default :door_construction_cond: NECB_Default :ecm_system_name: NECB_Default :enable_costing: true :epw_file: CAN_ON_Toronto.Pearson.Intl.AP.716240_CWEC2016.epw :erv_package: NECB_Default :ext_floor_cond: NECB_Default :ext_roof_cond: NECB_Default :ext_wall_cond: NECB_Default :fdwr_set: NECB_Default :fixed_wind_solar_trans: NECB_Default :fixed_window_cond: NECB_Default :furnace_eff: NECB_Default :glass_door_cond: NECB_Default :glass_door_solar_trans: NECB_Default :ground_floor_cond: NECB_Default :ground_roof_cond: NECB_Default :ground_wall_cond: NECB_Default :lights_scale: NECB_Default :lights_type: NECB_Default :overhead_door_cond: NECB_Default :primary_heating_fuel: NaturalGas :pv_ground_azimuth_angle: NECB_Default :pv_ground_module_description: NECB_Default :pv_ground_tilt_angle: NECB_Default :pv_ground_total_area_pv_panels_m2: NECB_Default :pv_ground_type: NECB_Default :rotation_degrees: NECB_Default :run_annual_simulation: true :s3_bucket: '834599497928' :scale_x: NECB_Default :scale_y: NECB_Default :scale_z: NECB_Default :shw_eff: NECB_Default :skylight_cond: NECB_Default :skylight_solar_trans: NECB_Default :srr_set: NECB_Default :template: NECB2015 | 0.00016195 | TRUE | 1957.7983 |  | https://s3.console.aws.amazon.com/s3/buckets/834599497928?region=ca-central-1&prefix=sara.gilani/baseline-2021-03-24/6a87033d-ede6-4783-acf8-880bd0e50e61/output/25bae34a-1159-4bc2-a7dd-ba4c53d17471/ | 1.0.002 | 0 | 0 |  | 0 | 0 | tier_1 | 0
580 | 0 |  | NECB_Default | NECB_Default | NECB_Default | NECB_Default | NECB_Default | NECB_Default | NECB_Default | NECB_Default | SmallHotel | NECB2015 | CAN_QC_Montreal-Trudeau.Intl.AP.716270_CWEC2016.epw | NaturalGas | NECB_Default | NECB_Default | NECB_Default | NECB_Default | NECB_Default | NECB_Default | NECB_Default | NECB_Default | NECB_Default | NECB_Default | NECB_Default | NECB_Default | NECB_Default | NECB_Default | NECB_Default | NECB_Default | NECB_Default | NECB_Default | NECB_Default | NECB_Default | NECB_Default | NECB_Default | NECB_Default | NECB_Default | NECB_Default | NECB_Default | NECB_Default | aws_batch | 834599497928 | [5 empty] | baseline-2021-03-24 | 6a87033d-ede6-4783-acf8-880bd0e50e61 | TRUE | TRUE | 465f736a-8f71-43e5-b325-23f9684c2fa0 |  | 4013.58 | 2697.9741 | 37.3 | SmallHotel |  |  | 5 | SmallHotel | 4 |  | 4 | NECB2015 | 0.23215 | 11621.7287 | 69.0017 | 77.8486 | 35.3047 | 7.1097 | 377.4198 | 188.1552 | MONTREAL | QUEBEC | 0.087315 | 26.0114 | 0 | 26.0988 | 5.561 | 6.8135 | 0 | 12.3745 | 0 | 0.043806 | 0 | 0 | 0.22469 | 0.084281 | 0 | 0.29596 | 0.019673 | 0.065495 | 0.52654 | 0.011272 | 0.75123 | 0.23059 | 21.8773 | 88.7726 | Natural Gas | 37.3 | 0.757 | [5 empty] | 0.183 | 0.247 | 2.2 | 2.2 | 5 | Montreal-Trudeau Intl AP | CAN | 323 | 4090 | 45.471 | -73.741 | 6 | 4400 | QC | CAN_QC_Montreal-Trudeau.Intl.AP.716270_CWEC2016.epw | 0 | 0 | 0 | 0 | 925.48 | 160.2628 | 9.2987 | 0.058022 | 3398.69 | 0.1 | 2021-03-24 15:29:52 +0000 | eef80c06 | 0.2.11 | :adv_dx_units: NECB_Default :analysis_id: 6a87033d-ede6-4783-acf8-880bd0e50e61 :analysis_name: baseline-2021-03-24 :boiler_eff: NECB_Default :btap_batch_version: 1.0.002 :building_type: SmallHotel :compute_environment: aws_batch :datapoint_id: 465f736a-8f71-43e5-b325-23f9684c2fa0 :daylighting_type: NECB_Default :dcv_type: NECB_Default :door_construction_cond: NECB_Default :ecm_system_name: NECB_Default :enable_costing: true :epw_file: CAN_QC_Montreal-Trudeau.Intl.AP.716270_CWEC2016.epw :erv_package: NECB_Default :ext_floor_cond: NECB_Default :ext_roof_cond: NECB_Default :ext_wall_cond: NECB_Default :fdwr_set: NECB_Default :fixed_wind_solar_trans: NECB_Default :fixed_window_cond: NECB_Default :furnace_eff: NECB_Default :glass_door_cond: NECB_Default :glass_door_solar_trans: NECB_Default :ground_floor_cond: NECB_Default :ground_roof_cond: NECB_Default :ground_wall_cond: NECB_Default :lights_scale: NECB_Default :lights_type: NECB_Default :overhead_door_cond: NECB_Default :primary_heating_fuel: NaturalGas :pv_ground_azimuth_angle: NECB_Default :pv_ground_module_description: NECB_Default :pv_ground_tilt_angle: NECB_Default :pv_ground_total_area_pv_panels_m2: NECB_Default :pv_ground_type: NECB_Default :rotation_degrees: NECB_Default :run_annual_simulation: true :s3_bucket: '834599497928' :scale_x: NECB_Default :scale_y: NECB_Default :scale_z: NECB_Default :shw_eff: NECB_Default :skylight_cond: NECB_Default :skylight_solar_trans: NECB_Default :srr_set: NECB_Default :template: NECB2015 | 0.00015946 | TRUE | 1958.694 |  | https://s3.console.aws.amazon.com/s3/buckets/834599497928?region=ca-central-1&prefix=sara.gilani/baseline-2021-03-24/6a87033d-ede6-4783-acf8-880bd0e50e61/output/465f736a-8f71-43e5-b325-23f9684c2fa0/ | 1.0.002 | 0 | 0 |  | 0 | 0 | tier_1 | 0
581 | 0 |  | NECB_Default | NECB_Default | NECB_Default | NECB_Default | NECB_Default | NECB_Default | NECB_Default | NECB_Default | LargeHotel | NECB2011 | CAN_QC_Montreal-Trudeau.Intl.AP.716270_CWEC2016.epw | Electricity | NECB_Default | NECB_Default | NECB_Default | NECB_Default | NECB_Default | NECB_Default | NECB_Default | NECB_Default | NECB_Default | NECB_Default | NECB_Default | NECB_Default | NECB_Default | NECB_Default | NECB_Default | NECB_Default | NECB_Default | NECB_Default | NECB_Default | NECB_Default | NECB_Default | NECB_Default | NECB_Default | NECB_Default | NECB_Default | NECB_Default | NECB_Default | aws_batch | 834599497928 | [5 empty] | baseline-2021-03-24 | 6a87033d-ede6-4783-acf8-880bd0e50e61 | TRUE | TRUE | ed947c91-1c25-4c07-b5b0-89308d93d90c |  | 11345.38 | 6004.6889 | 37.3 | LargeHotel |  |  | 5 | LargeHotel | 6 |  | 7 | NECB2011 | 0.17066 | 35185.0517 | 56.873 | 49.6573 | 62.002 | 14.5781 | 284.8769 | 101.7665 | MONTREAL | QUEBEC | 0.29704 | 0 | 0 | 0.29704 | 18.918 | 0 | 0 | 18.918 | 0 | 0.055151 | 0 | 0 | 0.76437 | 0.081373 | 0 | 0.28307 | 0.026731 | 0.1363 | 0 | 0.0065463 | 0.76437 | 0.17435 | 76.4819 | 0 | Electricity | 37.3 | 0.757 |  | 0.284 |  |  |  | 0.183 | 0.247 | 2.2 | 2.2 | 5 | Montreal-Trudeau Intl AP | CAN | 323 | 4090 | 45.471 | -73.741 | 6 | 4400 | QC | CAN_QC_Montreal-Trudeau.Intl.AP.716270_CWEC2016.epw | 0 | 5.4121 | 0.010521 | 1978.12 | 0 | 514.3909 | 27.1084 | 0.0527 | 9908.12 | 0.1 | 2021-03-24 15:29:56 +0000 | eef80c06 | 0.2.11 | :adv_dx_units: NECB_Default :analysis_id: 6a87033d-ede6-4783-acf8-880bd0e50e61 :analysis_name: baseline-2021-03-24 :boiler_eff: NECB_Default :btap_batch_version: 1.0.002 :building_type: LargeHotel :compute_environment: aws_batch :datapoint_id: ed947c91-1c25-4c07-b5b0-89308d93d90c :daylighting_type: NECB_Default :dcv_type: NECB_Default :door_construction_cond: NECB_Default :ecm_system_name: NECB_Default :enable_costing: true :epw_file: CAN_QC_Montreal-Trudeau.Intl.AP.716270_CWEC2016.epw :erv_package: NECB_Default :ext_floor_cond: NECB_Default :ext_roof_cond: NECB_Default :ext_wall_cond: NECB_Default :fdwr_set: NECB_Default :fixed_wind_solar_trans: NECB_Default :fixed_window_cond: NECB_Default :furnace_eff: NECB_Default :glass_door_cond: NECB_Default :glass_door_solar_trans: NECB_Default :ground_floor_cond: NECB_Default :ground_roof_cond: NECB_Default :ground_wall_cond: NECB_Default :lights_scale: NECB_Default :lights_type: NECB_Default :overhead_door_cond: NECB_Default :primary_heating_fuel: Electricity :pv_ground_azimuth_angle: NECB_Default :pv_ground_module_description: NECB_Default :pv_ground_tilt_angle: NECB_Default :pv_ground_total_area_pv_panels_m2: NECB_Default :pv_ground_type: NECB_Default :rotation_degrees: NECB_Default :run_annual_simulation: true :s3_bucket: '834599497928' :scale_x: NECB_Default :scale_y: NECB_Default :scale_z: NECB_Default :shw_eff: NECB_Default :skylight_cond: NECB_Default :skylight_solar_trans: NECB_Default :srr_set: NECB_Default :template: NECB2011 | 0.0008488 | TRUE | 1959.2953 |  | https://s3.console.aws.amazon.com/s3/buckets/834599497928?region=ca-central-1&prefix=sara.gilani/baseline-2021-03-24/6a87033d-ede6-4783-acf8-880bd0e50e61/output/ed947c91-1c25-4c07-b5b0-89308d93d90c/ | 1.0.002 | 0 | 0 |  | 0 | 0 | tier_1 | 0
582 | 0 |  | NECB_Default | NECB_Default | NECB_Default | NECB_Default | NECB_Default | NECB_Default | NECB_Default | NECB_Default | Outpatient | NECB2011 | CAN_AB_Edmonton.Intl.AP.711230_CWEC2016.epw | Electricity | NECB_Default | NECB_Default | NECB_Default | NECB_Default | NECB_Default | NECB_Default | NECB_Default | NECB_Default | NECB_Default | NECB_Default | NECB_Default | NECB_Default | NECB_Default | NECB_Default | NECB_Default | NECB_Default | NECB_Default | NECB_Default | NECB_Default | NECB_Default | NECB_Default | NECB_Default | NECB_Default | NECB_Default | NECB_Default | NECB_Default | NECB_Default | aws_batch | 834599497928 | [5 empty] | baseline-2021-03-24 | 6a87033d-ede6-4783-acf8-880bd0e50e61 | TRUE | TRUE | ccb2d980-3c57-45e6-ac25-6d855928fdab |  | 3804.01 | 2926.6316 | 32.5 | Outpatient |  |  | 5 | Outpatient | 3 |  | 3 | NECB2011 | 0.24527 | 11932.1528 | 91.4491 | 36.7888 | 68.4883 | 5.3453 | 520.3646 | 318.2932 | EDMONTON | ALBERTA | 196.0546 | 0 | 0 | 196.0546 | 18.5819 | 0 | 0 | 18.5819 | 0 | 0.029458 | 0 | 0 | 0.89336 | 0.11159 | 0 | 0.42897 | 0.08062 | 0.17498 | 0 | 0.0032913 | 0.89336 | 0.064193 | 112.5825 | 0 | Electricity | 32.5 | 0.757 | [5 empty] | 0.162 | 0.21 | 2.2 | 2.2 | 5 | Edmonton Intl AP | CAN | 23 | 5588 | 53.31 | -113.579 | 7a | 5120 | AB | CAN_AB_Edmonton.Intl.AP.711230_CWEC2016.epw | 0 | 0.6681 | 0.003447 | 244.19 | 0 | 193.8187 | 2.9674 | 0.01531 | 1084.6 | 0.1 | 2021-03-24 15:30:40 +0000 | eef80c06 | 0.2.11 | :adv_dx_units: NECB_Default :analysis_id: 6a87033d-ede6-4783-acf8-880bd0e50e61 :analysis_name: baseline-2021-03-24 :boiler_eff: NECB_Default :btap_batch_version: 1.0.002 :building_type: Outpatient :compute_environment: aws_batch :datapoint_id: ccb2d980-3c57-45e6-ac25-6d855928fdab :daylighting_type: NECB_Default :dcv_type: NECB_Default :door_construction_cond: NECB_Default :ecm_system_name: NECB_Default :enable_costing: true :epw_file: CAN_AB_Edmonton.Intl.AP.711230_CWEC2016.epw :erv_package: NECB_Default :ext_floor_cond: NECB_Default :ext_roof_cond: NECB_Default :ext_wall_cond: NECB_Default :fdwr_set: NECB_Default :fixed_wind_solar_trans: NECB_Default :fixed_window_cond: NECB_Default :furnace_eff: NECB_Default :glass_door_cond: NECB_Default :glass_door_solar_trans: NECB_Default :ground_floor_cond: NECB_Default :ground_roof_cond: NECB_Default :ground_wall_cond: NECB_Default :lights_scale: NECB_Default :lights_type: NECB_Default :overhead_door_cond: NECB_Default :primary_heating_fuel: Electricity :pv_ground_azimuth_angle: NECB_Default :pv_ground_module_description: NECB_Default :pv_ground_tilt_angle: NECB_Default :pv_ground_total_area_pv_panels_m2: NECB_Default :pv_ground_type: NECB_Default :rotation_degrees: NECB_Default :run_annual_simulation: true :s3_bucket: '834599497928' :scale_x: NECB_Default :scale_y: NECB_Default :scale_z: NECB_Default :shw_eff: NECB_Default :skylight_cond: NECB_Default :skylight_solar_trans: NECB_Default :srr_set: NECB_Default :template: NECB2011 | 0.00025762 | TRUE | 1273.2725 |  | https://s3.console.aws.amazon.com/s3/buckets/834599497928?region=ca-central-1&prefix=sara.gilani/baseline-2021-03-24/6a87033d-ede6-4783-acf8-880bd0e50e61/output/ccb2d980-3c57-45e6-ac25-6d855928fdab/ | 1.0.002 | 0 | 0 |  | 0 | 0 | tier_1 | 0
583 | 0 |  | NECB_Default | NECB_Default | NECB_Default | NECB_Default | NECB_Default | NECB_Default | NECB_Default | NECB_Default | Outpatient | NECB2011 | CAN_BC_Vancouver.Intl.AP.718920_CWEC2016.epw | Electricity | NECB_Default | NECB_Default | NECB_Default | NECB_Default | NECB_Default | NECB_Default | NECB_Default | NECB_Default | NECB_Default | NECB_Default | NECB_Default | NECB_Default | NECB_Default | NECB_Default | NECB_Default | NECB_Default | NECB_Default | NECB_Default | NECB_Default | NECB_Default | NECB_Default | NECB_Default | NECB_Default | NECB_Default | NECB_Default | NECB_Default | NECB_Default | aws_batch | 834599497928 | [5 empty] | baseline-2021-03-24 | 6a87033d-ede6-4783-acf8-880bd0e50e61 | TRUE | TRUE | 90052701-4966-4e00-9fe1-4ef03fa2e97c |  | 3804.01 | 2926.6316 | 40 | Outpatient |  |  | 5 | Outpatient | 3 |  | 3 | NECB2011 | 0.24527 | 11932.1528 | 87.5524 | 32.7619 | 61.4032 | 5.2624 | 496.093 | 309.1131 | VANCOUVER | BRITISH COLUMBIA | 1.9012 | 0 | 0 | 1.9012 | 18.9854 | 0 | 0 | 18.9854 | 0 | 0.033312 | 0 | 0 | 0.67086 | 0.10944 | 0 | 0.21375 | 0.08062 | 0.17498 | 0 | 0.003449 | 0.67086 | 0.054947 | 65.9625 | 0 | Electricity | 40 | 0.757 | [5 empty] | 0.227 | 0.315 | 2.4 | 2.4 | 5 | Vancouver Intl AP | CAN | 42 | 2797 | 49.195 | -123.184 | 4 | 2800 | BC | CAN_BC_Vancouver.Intl.AP.718920_CWEC2016.epw | 0 | 0.57187 | 0.0029971 | 209.02 | 0 | 190.8109 | 2.9674 | 0.015552 | 1084.6 | 0.1 | 2021-03-24 15:30:55 +0000 | eef80c06 | 0.2.11 | :adv_dx_units: NECB_Default :analysis_id: 6a87033d-ede6-4783-acf8-880bd0e50e61 :analysis_name: baseline-2021-03-24 :boiler_eff: NECB_Default :btap_batch_version: 1.0.002 :building_type: Outpatient :compute_environment: aws_batch :datapoint_id: 90052701-4966-4e00-9fe1-4ef03fa2e97c :daylighting_type: NECB_Default :dcv_type: NECB_Default :door_construction_cond: NECB_Default :ecm_system_name: NECB_Default :enable_costing: true :epw_file: CAN_BC_Vancouver.Intl.AP.718920_CWEC2016.epw :erv_package: NECB_Default :ext_floor_cond: NECB_Default :ext_roof_cond: NECB_Default :ext_wall_cond: NECB_Default :fdwr_set: NECB_Default :fixed_wind_solar_trans: NECB_Default :fixed_window_cond: NECB_Default :furnace_eff: NECB_Default :glass_door_cond: NECB_Default :glass_door_solar_trans: NECB_Default :ground_floor_cond: NECB_Default :ground_roof_cond: NECB_Default :ground_wall_cond: NECB_Default :lights_scale: NECB_Default :lights_type: NECB_Default :overhead_door_cond: NECB_Default :primary_heating_fuel: Electricity :pv_ground_azimuth_angle: NECB_Default :pv_ground_module_description: NECB_Default :pv_ground_tilt_angle: NECB_Default :pv_ground_total_area_pv_panels_m2: NECB_Default :pv_ground_type: NECB_Default :rotation_degrees: NECB_Default :run_annual_simulation: true :s3_bucket: '834599497928' :scale_x: NECB_Default :scale_y: NECB_Default :scale_z: NECB_Default :shw_eff: NECB_Default :skylight_cond: NECB_Default :skylight_solar_trans: NECB_Default :srr_set: NECB_Default :template: NECB2011 | 0.00035752 | TRUE | 1274.7575 |  | https://s3.console.aws.amazon.com/s3/buckets/834599497928?region=ca-central-1&prefix=sara.gilani/baseline-2021-03-24/6a87033d-ede6-4783-acf8-880bd0e50e61/output/90052701-4966-4e00-9fe1-4ef03fa2e97c/ | 1.0.002 | 0 | 0 |  | 0 | 0 | tier_1 | 0
584 | 0 |  | NECB_Default | NECB_Default | NECB_Default | NECB_Default | NECB_Default | NECB_Default | NECB_Default | NECB_Default | SmallHotel | NECB2015 | CAN_AB_Edmonton.Intl.AP.711230_CWEC2016.epw | NaturalGas | NECB_Default | NECB_Default | NECB_Default | NECB_Default | NECB_Default | NECB_Default | NECB_Default | NECB_Default | NECB_Default | NECB_Default | NECB_Default | NECB_Default | NECB_Default | NECB_Default | NECB_Default | NECB_Default | NECB_Default | NECB_Default | NECB_Default | NECB_Default | NECB_Default | NECB_Default | NECB_Default | NECB_Default | NECB_Default | NECB_Default | NECB_Default | aws_batch | 834599497928 | [5 empty] | baseline-2021-03-24 | 6a87033d-ede6-4783-acf8-880bd0e50e61 | TRUE | TRUE | 60b466ed-0cd1-45d9-8a7c-3d06bf1eb193 |  | 4013.58 | 2697.9741 | 32.5 | SmallHotel |  |  | 5 | SmallHotel | 4 |  | 4 | NECB2015 | 0.23215 | 11621.7287 | 69.6912 | 74.6307 | 38.288 | 7.1047 | 376.8601 | 187.1454 | EDMONTON | ALBERTA | 46.0209 | 30.4138 | 0 | 76.4347 | 4.3618 | 2.1698 | 0 | 6.5316 | 0 | 0.025444 | 0 | 0 | 0.2097 | 0.087236 | 0 | 0.35061 | 0.019673 | 0.065495 | 0.60271 | 0.011775 | 0.81241 | 0.2521 | 17.5349 | 83.1286 | Natural Gas | 32.5 | 0.757 | [5 empty] | 0.162 | 0.21 | 2.2 | 2.2 | 5 | Edmonton Intl AP | CAN | 23 | 5588 | 53.31 | -113.579 | 7a | 5120 | AB | CAN_AB_Edmonton.Intl.AP.711230_CWEC2016.epw | 0 | 0 | 0 | 0 | 1011.83 | 160.2628 | 9.2987 | 0.058022 | 3398.69 | 0.1 | 2021-03-24 15:30:53 +0000 | eef80c06 | 0.2.11 | :adv_dx_units: NECB_Default :analysis_id: 6a87033d-ede6-4783-acf8-880bd0e50e61 :analysis_name: baseline-2021-03-24 :boiler_eff: NECB_Default :btap_batch_version: 1.0.002 :building_type: SmallHotel :compute_environment: aws_batch :datapoint_id: 60b466ed-0cd1-45d9-8a7c-3d06bf1eb193 :daylighting_type: NECB_Default :dcv_type: NECB_Default :door_construction_cond: NECB_Default :ecm_system_name: NECB_Default :enable_costing: true :epw_file: CAN_AB_Edmonton.Intl.AP.711230_CWEC2016.epw :erv_package: NECB_Default :ext_floor_cond: NECB_Default :ext_roof_cond: NECB_Default :ext_wall_cond: NECB_Default :fdwr_set: NECB_Default :fixed_wind_solar_trans: NECB_Default :fixed_window_cond: NECB_Default :furnace_eff: NECB_Default :glass_door_cond: NECB_Default :glass_door_solar_trans: NECB_Default :ground_floor_cond: NECB_Default :ground_roof_cond: NECB_Default :ground_wall_cond: NECB_Default :lights_scale: NECB_Default :lights_type: NECB_Default :overhead_door_cond: NECB_Default :primary_heating_fuel: NaturalGas :pv_ground_azimuth_angle: NECB_Default :pv_ground_module_description: NECB_Default :pv_ground_tilt_angle: NECB_Default :pv_ground_total_area_pv_panels_m2: NECB_Default :pv_ground_type: NECB_Default :rotation_degrees: NECB_Default :run_annual_simulation: true :s3_bucket: '834599497928' :scale_x: NECB_Default :scale_y: NECB_Default :scale_z: NECB_Default :shw_eff: NECB_Default :skylight_cond: NECB_Default :skylight_solar_trans: NECB_Default :srr_set: NECB_Default :template: NECB2015 | 7.7238e-05 | TRUE | 2018.0951 |  | https://s3.console.aws.amazon.com/s3/buckets/834599497928?region=ca-central-1&prefix=sara.gilani/baseline-2021-03-24/6a87033d-ede6-4783-acf8-880bd0e50e61/output/60b466ed-0cd1-45d9-8a7c-3d06bf1eb193/ | 1.0.002 | 0 | 0 |  | 0 | 0 | tier_1 | 0
585 | 0 |  | NECB_Default | NECB_Default | NECB_Default | NECB_Default | NECB_Default | NECB_Default | NECB_Default | NECB_Default | LargeHotel | NECB2017 | CAN_AB_Calgary.Intl.AP.718770_CWEC2016.epw | NaturalGas | NECB_Default | NECB_Default | NECB_Default | NECB_Default | NECB_Default | NECB_Default | NECB_Default | NECB_Default | NECB_Default | NECB_Default | NECB_Default | NECB_Default | NECB_Default | NECB_Default | NECB_Default | NECB_Default | NECB_Default | NECB_Default | NECB_Default | NECB_Default | NECB_Default | NECB_Default | NECB_Default | NECB_Default | NECB_Default | NECB_Default | NECB_Default | aws_batch | 834599497928 | [5 empty] | baseline-2021-03-24 | 6a87033d-ede6-4783-acf8-880bd0e50e61 | TRUE | TRUE | 7bac3ef8-c052-48f4-ac07-2db7b49ee065 |  | 11345.38 | 6004.6889 | 33.3 | LargeHotel |  |  | 2 | LargeHotel | 6 |  | 7 | NECB2017 | 0.17066 | 35185.0517 | 60.6612 | 70.0117 | 66.3667 | 3.8576 | 300.6314 | 99.7343 | CALGARY | ALBERTA | 56.9617 | 21.0633 | 0 | 78.025 | 5.3988 | 1.5027 | 0 | 6.9015 | 0 | 0.031556 | 0 | 0 | 0.25956 | 0.086791 | 0.0060298 | 0.24303 | 0.02416 | 0.10518 | 0.41741 | 0.0056023 | 0.67697 | 0.17438 | 21.9631 | 59.3302 | Natural Gas | 33.3 | 0.757 |  | 0.284 |  |  |  | 0.138 | 0.21 | 1.9 | 1.9 | 2 | Calgary Intl AP | CAN | 64 | 4781 | 51.114 | -114.02 | 7a | 5000 | AB | CAN_AB_Calgary.Intl.AP.718770_CWEC2016.epw | 0 | 0 | 0 | 0 | 1978.4 | 514.2133 | 19.4879 | 0.037899 | 7122.84 | 0.1 | 2021-03-24 15:31:21 +0000 | eef80c06 | 0.2.11 | :adv_dx_units: NECB_Default :analysis_id: 6a87033d-ede6-4783-acf8-880bd0e50e61 :analysis_name: baseline-2021-03-24 :boiler_eff: NECB_Default :btap_batch_version: 1.0.002 :building_type: LargeHotel :compute_environment: aws_batch :datapoint_id: 7bac3ef8-c052-48f4-ac07-2db7b49ee065 :daylighting_type: NECB_Default :dcv_type: NECB_Default :door_construction_cond: NECB_Default :ecm_system_name: NECB_Default :enable_costing: true :epw_file: CAN_AB_Calgary.Intl.AP.718770_CWEC2016.epw :erv_package: NECB_Default :ext_floor_cond: NECB_Default :ext_roof_cond: NECB_Default :ext_wall_cond: NECB_Default :fdwr_set: NECB_Default :fixed_wind_solar_trans: NECB_Default :fixed_window_cond: NECB_Default :furnace_eff: NECB_Default :glass_door_cond: NECB_Default :glass_door_solar_trans: NECB_Default :ground_floor_cond: NECB_Default :ground_roof_cond: NECB_Default :ground_wall_cond: NECB_Default :lights_scale: NECB_Default :lights_type: NECB_Default :overhead_door_cond: NECB_Default :primary_heating_fuel: NaturalGas :pv_ground_azimuth_angle: NECB_Default :pv_ground_module_description: NECB_Default :pv_ground_tilt_angle: NECB_Default :pv_ground_total_area_pv_panels_m2: NECB_Default :pv_ground_type: NECB_Default :rotation_degrees: NECB_Default :run_annual_simulation: true :s3_bucket: '834599497928' :scale_x: NECB_Default :scale_y: NECB_Default :scale_z: NECB_Default :shw_eff: NECB_Default :skylight_cond: NECB_Default :skylight_solar_trans: NECB_Default :srr_set: NECB_Default :template: NECB2017 | 0.00023886 | TRUE | 2018.6884 |  | https://s3.console.aws.amazon.com/s3/buckets/834599497928?region=ca-central-1&prefix=sara.gilani/baseline-2021-03-24/6a87033d-ede6-4783-acf8-880bd0e50e61/output/7bac3ef8-c052-48f4-ac07-2db7b49ee065/ | 1.0.002 | 0 | 0 |  | 0 | 0 | tier_1 | 0
586 | 0 |  | NECB_Default | NECB_Default | NECB_Default | NECB_Default | NECB_Default | NECB_Default | NECB_Default | NECB_Default | LargeHotel | NECB2017 | CAN_ON_Toronto.Pearson.Intl.AP.716240_CWEC2016.epw | NaturalGas | NECB_Default | NECB_Default | NECB_Default | NECB_Default | NECB_Default | NECB_Default | NECB_Default | NECB_Default | NECB_Default | NECB_Default | NECB_Default | NECB_Default | NECB_Default | NECB_Default | NECB_Default | NECB_Default | NECB_Default | NECB_Default | NECB_Default | NECB_Default | NECB_Default | NECB_Default | NECB_Default | NECB_Default | NECB_Default | NECB_Default | NECB_Default | aws_batch | 834599497928 | [5 empty] | baseline-2021-03-24 | 6a87033d-ede6-4783-acf8-880bd0e50e61 | TRUE | TRUE | 688035fb-c738-4e5e-beb3-cf5a6a6bad83 |  | 11345.38 | 6004.6889 | 40 | LargeHotel |  |  | 2 | LargeHotel | 6 |  | 7 | NECB2017 | 0.17066 | 35185.0517 | 61.3477 | 74.4691 | 66.698 | 3.8891 | 313.1476 | 106.7437 | TORONTO | ONTARIO | 1.5339 | 18.3816 | 0 | 19.9155 | 12.2897 | 3.2434 | 0 | 15.5331 | 0 | 0.049749 | 0 | 0 | 0.27617 | 0.080587 | 0.0075194 | 0.21076 | 0.02416 | 0.10518 | 0.37195 | 0.0081839 | 0.64812 | 0.16119 | 24.1492 | 72.5341 | Natural Gas | 40 | 0.757 |  | 0.379 |  |  |  | 0.156 | 0.278 | 1.9 | 1.9 | 2 | Toronto Pearson Intl AP | CAN | 382 | 3615 | 43.677 | -79.631 | 5 | 3890 | ON | CAN_ON_Toronto.Pearson.Intl.AP.716240_CWEC2016.epw | 0 | 0 | 0 | 0 | 1828.75 | 514.2133 | 19.4879 | 0.037899 | 7122.84 | 0.1 | 2021-03-24 15:31:15 +0000 | eef80c06 | 0.2.11 | :adv_dx_units: NECB_Default :analysis_id: 6a87033d-ede6-4783-acf8-880bd0e50e61 :analysis_name: baseline-2021-03-24 :boiler_eff: NECB_Default :btap_batch_version: 1.0.002 :building_type: LargeHotel :compute_environment: aws_batch :datapoint_id: 688035fb-c738-4e5e-beb3-cf5a6a6bad83 :daylighting_type: NECB_Default :dcv_type: NECB_Default :door_construction_cond: NECB_Default :ecm_system_name: NECB_Default :enable_costing: true :epw_file: CAN_ON_Toronto.Pearson.Intl.AP.716240_CWEC2016.epw :erv_package: NECB_Default :ext_floor_cond: NECB_Default :ext_roof_cond: NECB_Default :ext_wall_cond: NECB_Default :fdwr_set: NECB_Default :fixed_wind_solar_trans: NECB_Default :fixed_window_cond: NECB_Default :furnace_eff: NECB_Default :glass_door_cond: NECB_Default :glass_door_solar_trans: NECB_Default :ground_floor_cond: NECB_Default :ground_roof_cond: NECB_Default :ground_wall_cond: NECB_Default :lights_scale: NECB_Default :lights_type: NECB_Default :overhead_door_cond: NECB_Default :primary_heating_fuel: NaturalGas :pv_ground_azimuth_angle: NECB_Default :pv_ground_module_description: NECB_Default :pv_ground_tilt_angle: NECB_Default :pv_ground_total_area_pv_panels_m2: NECB_Default :pv_ground_type: NECB_Default :rotation_degrees: NECB_Default :run_annual_simulation: true :s3_bucket: '834599497928' :scale_x: NECB_Default :scale_y: NECB_Default :scale_z: NECB_Default :shw_eff: NECB_Default :skylight_cond: NECB_Default :skylight_solar_trans: NECB_Default :srr_set: NECB_Default :template: NECB2017 | 0.00079504 | TRUE | 2021.5241 |  | https://s3.console.aws.amazon.com/s3/buckets/834599497928?region=ca-central-1&prefix=sara.gilani/baseline-2021-03-24/6a87033d-ede6-4783-acf8-880bd0e50e61/output/688035fb-c738-4e5e-beb3-cf5a6a6bad83/ | 1.0.002 | 0 | 0 |  | 0 | 0 | tier_1 | 0
587 | 0 |  | NECB_Default | NECB_Default | NECB_Default | NECB_Default | NECB_Default | NECB_Default | NECB_Default | NECB_Default | Outpatient | NECB2015 | CAN_ON_Toronto.Pearson.Intl.AP.716240_CWEC2016.epw | Electricity | NECB_Default | NECB_Default | NECB_Default | NECB_Default | NECB_Default | NECB_Default | NECB_Default | NECB_Default | NECB_Default | NECB_Default | NECB_Default | NECB_Default | NECB_Default | NECB_Default | NECB_Default | NECB_Default | NECB_Default | NECB_Default | NECB_Default | NECB_Default | NECB_Default | NECB_Default | NECB_Default | NECB_Default | NECB_Default | NECB_Default | NECB_Default | aws_batch | 834599497928 | [5 empty] | baseline-2021-03-24 | 6a87033d-ede6-4783-acf8-880bd0e50e61 | TRUE | TRUE | 1e1065fa-5aa8-4727-8d28-86602de3163f |  | 3804.01 | 2926.6316 | 40 | Outpatient |  |  | 5 | Outpatient | 3 |  | 3 | NECB2015 | 0.24527 | 11932.1528 | 96.9202 | 40.17 | 74.2542 | 5.0019 | 547.7947 | 331.4484 | TORONTO | ONTARIO | 4.1415 | 0 | 0 | 4.1415 | 33.1818 | 0 | 0 | 33.1818 | 0 | 0.062321 | 0 | 0 | 0.74566 | 0.10775 | 0 | 0.25192 | 0.081779 | 0.18271 | 0 | 0.0055573 | 0.74566 | 0.053026 | 86.1603 | 0 | Electricity | 40 | 0.757 | [5 empty] | 0.183 | 0.278 | 2.2 | 2.2 | 5 | Toronto Pearson Intl AP | CAN | 382 | 3615 | 43.677 | -79.631 | 5 | 3890 | ON | CAN_ON_Toronto.Pearson.Intl.AP.716240_CWEC2016.epw | 0 | 0.55187 | 0.0027329 | 201.71 | 0 | 201.9337 | 2.7806 | 0.01377 | 1016.3 | 0.1 | 2021-03-24 15:31:10 +0000 | eef80c06 | 0.2.11 | :adv_dx_units: NECB_Default :analysis_id: 6a87033d-ede6-4783-acf8-880bd0e50e61 :analysis_name: baseline-2021-03-24 :boiler_eff: NECB_Default :btap_batch_version: 1.0.002 :building_type: Outpatient :compute_environment: aws_batch :datapoint_id: 1e1065fa-5aa8-4727-8d28-86602de3163f :daylighting_type: NECB_Default :dcv_type: NECB_Default :door_construction_cond: NECB_Default :ecm_system_name: NECB_Default :enable_costing: true :epw_file: CAN_ON_Toronto.Pearson.Intl.AP.716240_CWEC2016.epw :erv_package: NECB_Default :ext_floor_cond: NECB_Default :ext_roof_cond: NECB_Default :ext_wall_cond: NECB_Default :fdwr_set: NECB_Default :fixed_wind_solar_trans: NECB_Default :fixed_window_cond: NECB_Default :furnace_eff: NECB_Default :glass_door_cond: NECB_Default :glass_door_solar_trans: NECB_Default :ground_floor_cond: NECB_Default :ground_roof_cond: NECB_Default :ground_wall_cond: NECB_Default :lights_scale: NECB_Default :lights_type: NECB_Default :overhead_door_cond: NECB_Default :primary_heating_fuel: Electricity :pv_ground_azimuth_angle: NECB_Default :pv_ground_module_description: NECB_Default :pv_ground_tilt_angle: NECB_Default :pv_ground_total_area_pv_panels_m2: NECB_Default :pv_ground_type: NECB_Default :rotation_degrees: NECB_Default :run_annual_simulation: true :s3_bucket: '834599497928' :scale_x: NECB_Default :scale_y: NECB_Default :scale_z: NECB_Default :shw_eff: NECB_Default :skylight_cond: NECB_Default :skylight_solar_trans: NECB_Default :srr_set: NECB_Default :template: NECB2015 | 0.00059411 | TRUE | 1213.8673 |  | https://s3.console.aws.amazon.com/s3/buckets/834599497928?region=ca-central-1&prefix=sara.gilani/baseline-2021-03-24/6a87033d-ede6-4783-acf8-880bd0e50e61/output/1e1065fa-5aa8-4727-8d28-86602de3163f/ | 1.0.002 | 0 | 0 |  | 0 | 0 | tier_1 | 0
588 | 0 |  | NECB_Default | NECB_Default | NECB_Default | NECB_Default | NECB_Default | NECB_Default | NECB_Default | NECB_Default | Outpatient | NECB2017 | CAN_BC_Vancouver.Intl.AP.718920_CWEC2016.epw | Electricity | NECB_Default | NECB_Default | NECB_Default | NECB_Default | NECB_Default | NECB_Default | NECB_Default | NECB_Default | NECB_Default | NECB_Default | NECB_Default | NECB_Default | NECB_Default | NECB_Default | NECB_Default | NECB_Default | NECB_Default | NECB_Default | NECB_Default | NECB_Default | NECB_Default | NECB_Default | NECB_Default | NECB_Default | NECB_Default | NECB_Default | NECB_Default | aws_batch | 834599497928 | [5 empty] | baseline-2021-03-24 | 6a87033d-ede6-4783-acf8-880bd0e50e61 | TRUE | TRUE | 36c3c73f-6475-4e50-b287-1df3e7ed5637 |  | 3804.01 | 2926.6316 | 40 | Outpatient |  |  | 2 | Outpatient | 3 |  | 3 | NECB2017 | 0.24527 | 11932.1528 | 88.1367 | 31.29 | 65.6964 | 4.9091 | 488.0771 | 298.045 | VANCOUVER | BRITISH COLUMBIA | 1.5799 | 0 | 0 | 1.5799 | 15.7771 | 0 | 0 | 15.7771 | 0 | 0.03108 | 0 | 0 | 0.5575 | 0.095163 | 0.010113 | 0.12416 | 0.081779 | 0.15952 | 0 | 0.003888 | 0.5575 | 0.051511 | 50.7666 | 0 | Electricity | 40 | 0.757 | [5 empty] | 0.193 | 0.315 | 2.1 | 2.1 | 2 | Vancouver Intl AP | CAN | 42 | 2797 | 49.195 | -123.184 | 4 | 2800 | BC | CAN_BC_Vancouver.Intl.AP.718920_CWEC2016.epw | 0 | 0.53611 | 0.0026736 | 195.95 | 0 | 200.5225 | 2.7806 | 0.013867 | 1016.3 | 0.1 | 2021-03-24 15:31:32 +0000 | eef80c06 | 0.2.11 | :adv_dx_units: NECB_Default :analysis_id: 6a87033d-ede6-4783-acf8-880bd0e50e61 :analysis_name: baseline-2021-03-24 :boiler_eff: NECB_Default :btap_batch_version: 1.0.002 :building_type: Outpatient :compute_environment: aws_batch :datapoint_id: 36c3c73f-6475-4e50-b287-1df3e7ed5637 :daylighting_type: NECB_Default :dcv_type: NECB_Default :door_construction_cond: NECB_Default :ecm_system_name: NECB_Default :enable_costing: true :epw_file: CAN_BC_Vancouver.Intl.AP.718920_CWEC2016.epw :erv_package: NECB_Default :ext_floor_cond: NECB_Default :ext_roof_cond: NECB_Default :ext_wall_cond: NECB_Default :fdwr_set: NECB_Default :fixed_wind_solar_trans: NECB_Default :fixed_window_cond: NECB_Default :furnace_eff: NECB_Default :glass_door_cond: NECB_Default :glass_door_solar_trans: NECB_Default :ground_floor_cond: NECB_Default :ground_roof_cond: NECB_Default :ground_wall_cond: NECB_Default :lights_scale: NECB_Default :lights_type: NECB_Default :overhead_door_cond: NECB_Default :primary_heating_fuel: Electricity :pv_ground_azimuth_angle: NECB_Default :pv_ground_module_description: NECB_Default :pv_ground_tilt_angle: NECB_Default :pv_ground_total_area_pv_panels_m2: NECB_Default :pv_ground_type: NECB_Default :rotation_degrees: NECB_Default :run_annual_simulation: true :s3_bucket: '834599497928' :scale_x: NECB_Default :scale_y: NECB_Default :scale_z: NECB_Default :shw_eff: NECB_Default :skylight_cond: NECB_Default :skylight_solar_trans: NECB_Default :srr_set: NECB_Default :template: NECB2017 | 0.00028128 | TRUE | 1213.0315 |  | https://s3.console.aws.amazon.com/s3/buckets/834599497928?region=ca-central-1&prefix=sara.gilani/baseline-2021-03-24/6a87033d-ede6-4783-acf8-880bd0e50e61/output/36c3c73f-6475-4e50-b287-1df3e7ed5637/ | 1.0.002 | 0 | 0 |  | 0 | 0 | tier_1 | 0
589 | 0 |  | NECB_Default | NECB_Default | NECB_Default | NECB_Default | NECB_Default | NECB_Default | NECB_Default | NECB_Default | Outpatient | NECB2015 | CAN_BC_Vancouver.Intl.AP.718920_CWEC2016.epw | Electricity | NECB_Default | NECB_Default | NECB_Default | NECB_Default | NECB_Default | NECB_Default | NECB_Default | NECB_Default | NECB_Default | NECB_Default | NECB_Default | NECB_Default | NECB_Default | NECB_Default | NECB_Default | NECB_Default | NECB_Default | NECB_Default | NECB_Default | NECB_Default | NECB_Default | NECB_Default | NECB_Default | NECB_Default | NECB_Default | NECB_Default | NECB_Default | aws_batch | 834599497928 | [5 empty] | baseline-2021-03-24 | 6a87033d-ede6-4783-acf8-880bd0e50e61 | TRUE | TRUE | 0e9a1669-ea38-4678-9fb4-a15f437f44f6 |  | 3804.01 | 2926.6316 | 40 | Outpatient |  |  | 5 | Outpatient | 3 |  | 3 | NECB2015 | 0.24527 | 11932.1528 | 87.5524 | 32.7202 | 67.0641 | 4.9091 | 493.1547 | 300.9089 | VANCOUVER | BRITISH COLUMBIA | 1.7849 | 0 | 0 | 1.7849 | 17.824 | 0 | 0 | 17.824 | 0 | 0.034274 | 0 | 0 | 0.62982 | 0.10349 | 0 | 0.17125 | 0.081779 | 0.18271 | 0 | 0.0044874 | 0.62982 | 0.051511 | 56.8034 | 0 | Electricity | 40 | 0.757 | [5 empty] | 0.227 | 0.315 | 2.4 | 2.4 | 5 | Vancouver Intl AP | CAN | 42 | 2797 | 49.195 | -123.184 | 4 | 2800 | BC | CAN_BC_Vancouver.Intl.AP.718920_CWEC2016.epw | 0 | 0.53611 | 0.0026829 | 195.95 | 0 | 199.8246 | 2.7806 | 0.013915 | 1016.3 | 0.1 | 2021-03-24 15:31:34 +0000 | eef80c06 | 0.2.11 | :adv_dx_units: NECB_Default :analysis_id: 6a87033d-ede6-4783-acf8-880bd0e50e61 :analysis_name: baseline-2021-03-24 :boiler_eff: NECB_Default :btap_batch_version: 1.0.002 :building_type: Outpatient :compute_environment: aws_batch :datapoint_id: 0e9a1669-ea38-4678-9fb4-a15f437f44f6 :daylighting_type: NECB_Default :dcv_type: NECB_Default :door_construction_cond: NECB_Default :ecm_system_name: NECB_Default :enable_costing: true :epw_file: CAN_BC_Vancouver.Intl.AP.718920_CWEC2016.epw :erv_package: NECB_Default :ext_floor_cond: NECB_Default :ext_roof_cond: NECB_Default :ext_wall_cond: NECB_Default :fdwr_set: NECB_Default :fixed_wind_solar_trans: NECB_Default :fixed_window_cond: NECB_Default :furnace_eff: NECB_Default :glass_door_cond: NECB_Default :glass_door_solar_trans: NECB_Default :ground_floor_cond: NECB_Default :ground_roof_cond: NECB_Default :ground_wall_cond: NECB_Default :lights_scale: NECB_Default :lights_type: NECB_Default :overhead_door_cond: NECB_Default :primary_heating_fuel: Electricity :pv_ground_azimuth_angle: NECB_Default :pv_ground_module_description: NECB_Default :pv_ground_tilt_angle: NECB_Default :pv_ground_total_area_pv_panels_m2: NECB_Default :pv_ground_type: NECB_Default :rotation_degrees: NECB_Default :run_annual_simulation: true :s3_bucket: '834599497928' :scale_x: NECB_Default :scale_y: NECB_Default :scale_z: NECB_Default :shw_eff: NECB_Default :skylight_cond: NECB_Default :skylight_solar_trans: NECB_Default :srr_set: NECB_Default :template: NECB2015 | 0.00032334 | TRUE | 1272.6641 |  | https://s3.console.aws.amazon.com/s3/buckets/834599497928?region=ca-central-1&prefix=sara.gilani/baseline-2021-03-24/6a87033d-ede6-4783-acf8-880bd0e50e61/output/0e9a1669-ea38-4678-9fb4-a15f437f44f6/ | 1.0.002 | 0 | 0 |  | 0 | 0 | tier_1 | 0
590 | 0 |  | NECB_Default | NECB_Default | NECB_Default | NECB_Default | NECB_Default | NECB_Default | NECB_Default | NECB_Default | LargeHotel | NECB2011 | CAN_NS_Halifax.Dockyard.713280_CWEC2016.epw | NaturalGas | NECB_Default | NECB_Default | NECB_Default | NECB_Default | NECB_Default | NECB_Default | NECB_Default | NECB_Default | NECB_Default | NECB_Default | NECB_Default | NECB_Default | NECB_Default | NECB_Default | NECB_Default | NECB_Default | NECB_Default | NECB_Default | NECB_Default | NECB_Default | NECB_Default | NECB_Default | NECB_Default | NECB_Default | NECB_Default | NECB_Default | NECB_Default | aws_batch | 834599497928 | [5 empty] | baseline-2021-03-24 | 6a87033d-ede6-4783-acf8-880bd0e50e61 | TRUE | TRUE | a7074ba3-a3b6-4068-bd55-f82515bf6372 |  | 11345.38 | 6004.6889 | 40 | LargeHotel |  |  | 5 | LargeHotel | 6 |  | 7 | NECB2011 | 0.17066 | 35185.0517 | 50.3808 | 66.7089 | 59.9738 | 3.7395 | 270.3256 | 89.5226 | HALIFAX | NOVA SCOTIA | 60.8036 | 27.2603 | 0 | 88.0639 | 11.9247 | 6.8808 | 0 | 18.8055 | 0 | 0.042569 | 0 | 0 | 0.29984 | 0.087585 | 0 | 0.32665 | 0.026731 | 0.1363 | 0.54783 | 0.006058 | 0.84767 | 0.22118 | 23.4403 | 65.874 | Natural Gas | 40 | 0.757 |  | 0.284 |  |  |  | 0.183 | 0.247 | 2.2 | 2.2 | 5 | Halifax Dockyard | CAN | 112 | 3647 | 44.655 | -63.577 | 6 | 4000 | NS | CAN_NS_Halifax.Dockyard.713280_CWEC2016.epw | 0 | 0 | 0 | 0 | 2509.36 | 514.3909 | 27.1084 | 0.0527 | 9908.12 | 0.1 | 2021-03-24 15:32:06 +0000 | eef80c06 | 0.2.11 | :adv_dx_units: NECB_Default :analysis_id: 6a87033d-ede6-4783-acf8-880bd0e50e61 :analysis_name: baseline-2021-03-24 :boiler_eff: NECB_Default :btap_batch_version: 1.0.002 :building_type: LargeHotel :compute_environment: aws_batch :datapoint_id: a7074ba3-a3b6-4068-bd55-f82515bf6372 :daylighting_type: NECB_Default :dcv_type: NECB_Default :door_construction_cond: NECB_Default :ecm_system_name: NECB_Default :enable_costing: true :epw_file: CAN_NS_Halifax.Dockyard.713280_CWEC2016.epw :erv_package: NECB_Default :ext_floor_cond: NECB_Default :ext_roof_cond: NECB_Default :ext_wall_cond: NECB_Default :fdwr_set: NECB_Default :fixed_wind_solar_trans: NECB_Default :fixed_window_cond: NECB_Default :furnace_eff: NECB_Default :glass_door_cond: NECB_Default :glass_door_solar_trans: NECB_Default :ground_floor_cond: NECB_Default :ground_roof_cond: NECB_Default :ground_wall_cond: NECB_Default :lights_scale: NECB_Default :lights_type: NECB_Default :overhead_door_cond: NECB_Default :primary_heating_fuel: NaturalGas :pv_ground_azimuth_angle: NECB_Default :pv_ground_module_description: NECB_Default :pv_ground_tilt_angle: NECB_Default :pv_ground_total_area_pv_panels_m2: NECB_Default :pv_ground_type: NECB_Default :rotation_degrees: NECB_Default :run_annual_simulation: true :s3_bucket: '834599497928' :scale_x: NECB_Default :scale_y: NECB_Default :scale_z: NECB_Default :shw_eff: NECB_Default :skylight_cond: NECB_Default :skylight_solar_trans: NECB_Default :srr_set: NECB_Default :template: NECB2011 | 0.00060465 | TRUE | 2078.6166 |  | https://s3.console.aws.amazon.com/s3/buckets/834599497928?region=ca-central-1&prefix=sara.gilani/baseline-2021-03-24/6a87033d-ede6-4783-acf8-880bd0e50e61/output/a7074ba3-a3b6-4068-bd55-f82515bf6372/ | 1.0.002 | 0 | 0 |  | 0 | 0 | tier_1 | 0
591 | 0 |  | NECB_Default | NECB_Default | NECB_Default | NECB_Default | NECB_Default | NECB_Default | NECB_Default | NECB_Default | LargeHotel | NECB2015 | CAN_BC_Vancouver.Intl.AP.718920_CWEC2016.epw | NaturalGas | NECB_Default | NECB_Default | NECB_Default | NECB_Default | NECB_Default | NECB_Default | NECB_Default | NECB_Default | NECB_Default | NECB_Default | NECB_Default | NECB_Default | NECB_Default | NECB_Default | NECB_Default | NECB_Default | NECB_Default | NECB_Default | NECB_Default | NECB_Default | NECB_Default | NECB_Default | NECB_Default | NECB_Default | NECB_Default | NECB_Default | NECB_Default | aws_batch | 834599497928 | [5 empty] | baseline-2021-03-24 | 6a87033d-ede6-4783-acf8-880bd0e50e61 | TRUE | TRUE | ead63db7-2a2d-4714-8397-3fe22806e86a |  | 11345.38 | 6004.6889 | 40 | LargeHotel |  |  | 5 | LargeHotel | 6 |  | 7 | NECB2015 | 0.17066 | 35185.0517 | 55.136 | 67.0933 | 43.8663 | 3.7879 | 261.1341 | 91.2505 | VANCOUVER | BRITISH COLUMBIA | 0.71592 | 19.6122 | 0 | 20.3281 | 7.1491 | 4.3998 | 0 | 11.549 | 0 | 0.032897 | 0 | 0 | 0.25262 | 0.086825 | 0 | 0.2322 | 0.02416 | 0.10196 | 0.38902 | 0.0064299 | 0.64164 | 0.15682 | 21.1966 | 54.4722 | Natural Gas | 40 | 0.757 |  | 0.568 |  |  |  | 0.227 | 0.315 | 2.4 | 2.4 | 5 | Vancouver Intl AP | CAN | 42 | 2797 | 49.195 | -123.184 | 4 | 2800 | BC | CAN_BC_Vancouver.Intl.AP.718920_CWEC2016.epw | 0 | 0 | 0 | 0 | 1779.14 | 514.2133 | 19.4879 | 0.037899 | 7122.84 | 0.1 | 2021-03-24 15:32:22 +0000 | eef80c06 | 0.2.11 | :adv_dx_units: NECB_Default :analysis_id: 6a87033d-ede6-4783-acf8-880bd0e50e61 :analysis_name: baseline-2021-03-24 :boiler_eff: NECB_Default :btap_batch_version: 1.0.002 :building_type: LargeHotel :compute_environment: aws_batch :datapoint_id: ead63db7-2a2d-4714-8397-3fe22806e86a :daylighting_type: NECB_Default :dcv_type: NECB_Default :door_construction_cond: NECB_Default :ecm_system_name: NECB_Default :enable_costing: true :epw_file: CAN_BC_Vancouver.Intl.AP.718920_CWEC2016.epw :erv_package: NECB_Default :ext_floor_cond: NECB_Default :ext_roof_cond: NECB_Default :ext_wall_cond: NECB_Default :fdwr_set: NECB_Default :fixed_wind_solar_trans: NECB_Default :fixed_window_cond: NECB_Default :furnace_eff: NECB_Default :glass_door_cond: NECB_Default :glass_door_solar_trans: NECB_Default :ground_floor_cond: NECB_Default :ground_roof_cond: NECB_Default :ground_wall_cond: NECB_Default :lights_scale: NECB_Default :lights_type: NECB_Default :overhead_door_cond: NECB_Default :primary_heating_fuel: NaturalGas :pv_ground_azimuth_angle: NECB_Default :pv_ground_module_description: NECB_Default :pv_ground_tilt_angle: NECB_Default :pv_ground_total_area_pv_panels_m2: NECB_Default :pv_ground_type: NECB_Default :rotation_degrees: NECB_Default :run_annual_simulation: true :s3_bucket: '834599497928' :scale_x: NECB_Default :scale_y: NECB_Default :scale_z: NECB_Default :shw_eff: NECB_Default :skylight_cond: NECB_Default :skylight_solar_trans: NECB_Default :srr_set: NECB_Default :template: NECB2015 | 0.00035169 | TRUE | 2079.6689 |  | https://s3.console.aws.amazon.com/s3/buckets/834599497928?region=ca-central-1&prefix=sara.gilani/baseline-2021-03-24/6a87033d-ede6-4783-acf8-880bd0e50e61/output/ead63db7-2a2d-4714-8397-3fe22806e86a/ | 1.0.002 | 0 | 0 |  | 0 | 0 | tier_1 | 0
592 | 0 |  | NECB_Default | NECB_Default | NECB_Default | NECB_Default | NECB_Default | NECB_Default | NECB_Default | NECB_Default | LargeHotel | NECB2015 | CAN_QC_Montreal-Trudeau.Intl.AP.716270_CWEC2016.epw | NaturalGas | NECB_Default | NECB_Default | NECB_Default | NECB_Default | NECB_Default | NECB_Default | NECB_Default | NECB_Default | NECB_Default | NECB_Default | NECB_Default | NECB_Default | NECB_Default | NECB_Default | NECB_Default | NECB_Default | NECB_Default | NECB_Default | NECB_Default | NECB_Default | NECB_Default | NECB_Default | NECB_Default | NECB_Default | NECB_Default | NECB_Default | NECB_Default | aws_batch | 834599497928 | [5 empty] | baseline-2021-03-24 | 6a87033d-ede6-4783-acf8-880bd0e50e61 | TRUE | TRUE | b12552de-b5a9-4955-a495-5a317b096657 |  | 11345.38 | 6004.6889 | 37.3 | LargeHotel |  |  | 5 | LargeHotel | 6 |  | 7 | NECB2015 | 0.17066 | 35185.0517 | 56.9994 | 71.8864 | 45.167 | 3.8573 | 279.2854 | 101.3753 | MONTREAL | QUEBEC | 0.10245 | 26.0059 | 0 | 26.1084 | 6.5247 | 6.8121 | 0 | 13.3367 | 0 | 0.047812 | 0 | 0 | 0.26362 | 0.081356 | 0 | 0.36056 | 0.02416 | 0.10196 | 0.52643 | 0.007589 | 0.79006 | 0.16588 | 24.6615 | 81.0732 | Natural Gas | 37.3 | 0.757 |  | 0.284 |  |  |  | 0.183 | 0.247 | 2.2 | 2.2 | 5 | Montreal-Trudeau Intl AP | CAN | 323 | 4090 | 45.471 | -73.741 | 6 | 4400 | QC | CAN_QC_Montreal-Trudeau.Intl.AP.716270_CWEC2016.epw | 0 | 0 | 0 | 0 | 1881.93 | 514.2133 | 19.4879 | 0.037899 | 7122.84 | 0.1 | 2021-03-24 15:32:22 +0000 | eef80c06 | 0.2.11 | :adv_dx_units: NECB_Default :analysis_id: 6a87033d-ede6-4783-acf8-880bd0e50e61 :analysis_name: baseline-2021-03-24 :boiler_eff: NECB_Default :btap_batch_version: 1.0.002 :building_type: LargeHotel :compute_environment: aws_batch :datapoint_id: b12552de-b5a9-4955-a495-5a317b096657 :daylighting_type: NECB_Default :dcv_type: NECB_Default :door_construction_cond: NECB_Default :ecm_system_name: NECB_Default :enable_costing: true :epw_file: CAN_QC_Montreal-Trudeau.Intl.AP.716270_CWEC2016.epw :erv_package: NECB_Default :ext_floor_cond: NECB_Default :ext_roof_cond: NECB_Default :ext_wall_cond: NECB_Default :fdwr_set: NECB_Default :fixed_wind_solar_trans: NECB_Default :fixed_window_cond: NECB_Default :furnace_eff: NECB_Default :glass_door_cond: NECB_Default :glass_door_solar_trans: NECB_Default :ground_floor_cond: NECB_Default :ground_roof_cond: NECB_Default :ground_wall_cond: NECB_Default :lights_scale: NECB_Default :lights_type: NECB_Default :overhead_door_cond: NECB_Default :primary_heating_fuel: NaturalGas :pv_ground_azimuth_angle: NECB_Default :pv_ground_module_description: NECB_Default :pv_ground_tilt_angle: NECB_Default :pv_ground_total_area_pv_panels_m2: NECB_Default :pv_ground_type: NECB_Default :rotation_degrees: NECB_Default :run_annual_simulation: true :s3_bucket: '834599497928' :scale_x: NECB_Default :scale_y: NECB_Default :scale_z: NECB_Default :shw_eff: NECB_Default :skylight_cond: NECB_Default :skylight_solar_trans: NECB_Default :srr_set: NECB_Default :template: NECB2015 | 0.00074832 | TRUE | 2081.1753 |  | https://s3.console.aws.amazon.com/s3/buckets/834599497928?region=ca-central-1&prefix=sara.gilani/baseline-2021-03-24/6a87033d-ede6-4783-acf8-880bd0e50e61/output/b12552de-b5a9-4955-a495-5a317b096657/ | 1.0.002 | 0 | 0 |  | 0 | 0 | tier_1 | 0
593 | 0 |  | NECB_Default | NECB_Default | NECB_Default | NECB_Default | NECB_Default | NECB_Default | NECB_Default | NECB_Default | Outpatient | NECB2011 | CAN_AB_Calgary.Intl.AP.718770_CWEC2016.epw | Electricity | NECB_Default | NECB_Default | NECB_Default | NECB_Default | NECB_Default | NECB_Default | NECB_Default | NECB_Default | NECB_Default | NECB_Default | NECB_Default | NECB_Default | NECB_Default | NECB_Default | NECB_Default | NECB_Default | NECB_Default | NECB_Default | NECB_Default | NECB_Default | NECB_Default | NECB_Default | NECB_Default | NECB_Default | NECB_Default | NECB_Default | NECB_Default | aws_batch | 834599497928 | [5 empty] | baseline-2021-03-24 | 6a87033d-ede6-4783-acf8-880bd0e50e61 | TRUE | TRUE | 7c426df0-69dc-446f-812c-3d90e9701c88 |  | 3804.01 | 2926.6316 | 33.3 | Outpatient |  |  | 5 | Outpatient | 3 |  | 3 | NECB2011 | 0.24527 | 11932.1528 | 91.4912 | 35.2385 | 67.6392 | 5.3461 | 522.2749 | 322.5599 | CALGARY | ALBERTA | 175.7427 | 0 | 0 | 175.7427 | 16.6567 | 0 | 0 | 16.6567 | 0 | 0.032944 | 0 | 0 | 0.80081 | 0.11722 | 0 | 0.33007 | 0.08062 | 0.17498 | 0 | 0.0032702 | 0.80081 | 0.061419 | 101.5366 | 0 | Electricity | 33.3 | 0.757 | [5 empty] | 0.162 | 0.21 | 2.2 | 2.2 | 5 | Calgary Intl AP | CAN | 64 | 4781 | 51.114 | -114.02 | 7a | 5000 | AB | CAN_AB_Calgary.Intl.AP.718770_CWEC2016.epw | 0 | 0.63923 | 0.0032462 | 233.64 | 0 | 196.9153 | 2.9674 | 0.01507 | 1084.6 | 0.1 | 2021-03-24 15:32:44 +0000 | eef80c06 | 0.2.11 | :adv_dx_units: NECB_Default :analysis_id: 6a87033d-ede6-4783-acf8-880bd0e50e61 :analysis_name: baseline-2021-03-24 :boiler_eff: NECB_Default :btap_batch_version: 1.0.002 :building_type: Outpatient :compute_environment: aws_batch :datapoint_id: 7c426df0-69dc-446f-812c-3d90e9701c88 :daylighting_type: NECB_Default :dcv_type: NECB_Default :door_construction_cond: NECB_Default :ecm_system_name: NECB_Default :enable_costing: true :epw_file: CAN_AB_Calgary.Intl.AP.718770_CWEC2016.epw :erv_package: NECB_Default :ext_floor_cond: NECB_Default :ext_roof_cond: NECB_Default :ext_wall_cond: NECB_Default :fdwr_set: NECB_Default :fixed_wind_solar_trans: NECB_Default :fixed_window_cond: NECB_Default :furnace_eff: NECB_Default :glass_door_cond: NECB_Default :glass_door_solar_trans: NECB_Default :ground_floor_cond: NECB_Default :ground_roof_cond: NECB_Default :ground_wall_cond: NECB_Default :lights_scale: NECB_Default :lights_type: NECB_Default :overhead_door_cond: NECB_Default :primary_heating_fuel: Electricity :pv_ground_azimuth_angle: NECB_Default :pv_ground_module_description: NECB_Default :pv_ground_tilt_angle: NECB_Default :pv_ground_total_area_pv_panels_m2: NECB_Default :pv_ground_type: NECB_Default :rotation_degrees: NECB_Default :run_annual_simulation: true :s3_bucket: '834599497928' :scale_x: NECB_Default :scale_y: NECB_Default :scale_z: NECB_Default :shw_eff: NECB_Default :skylight_cond: NECB_Default :skylight_solar_trans: NECB_Default :srr_set: NECB_Default :template: NECB2011 | 0.00028391 | TRUE | 1333.6028 |  | https://s3.console.aws.amazon.com/s3/buckets/834599497928?region=ca-central-1&prefix=sara.gilani/baseline-2021-03-24/6a87033d-ede6-4783-acf8-880bd0e50e61/output/7c426df0-69dc-446f-812c-3d90e9701c88/ | 1.0.002 | 0 | 0 |  | 0 | 0 | tier_1 | 0
594 | 0 |  | NECB_Default | NECB_Default | NECB_Default | NECB_Default | NECB_Default | NECB_Default | NECB_Default | NECB_Default | Outpatient | NECB2011 | CAN_QC_Montreal-Trudeau.Intl.AP.716270_CWEC2016.epw | Electricity | NECB_Default | NECB_Default | NECB_Default | NECB_Default | NECB_Default | NECB_Default | NECB_Default | NECB_Default | NECB_Default | NECB_Default | NECB_Default | NECB_Default | NECB_Default | NECB_Default | NECB_Default | NECB_Default | NECB_Default | NECB_Default | NECB_Default | NECB_Default | NECB_Default | NECB_Default | NECB_Default | NECB_Default | NECB_Default | NECB_Default | NECB_Default | aws_batch | 834599497928 | [5 empty] | baseline-2021-03-24 | 6a87033d-ede6-4783-acf8-880bd0e50e61 | TRUE | TRUE | 0ff537da-24af-49fa-8a6b-e5ab585c78fe |  | 3804.01 | 2926.6316 | 37.3 | Outpatient |  |  | 5 | Outpatient | 3 |  | 3 | NECB2011 | 0.24527 | 11932.1528 | 90.5002 | 37.3544 | 63.2194 | 5.3108 | 518.0888 | 321.7039 | MONTREAL | QUEBEC | 0.33201 | 0 | 0 | 0.33201 | 21.1456 | 0 | 0 | 21.1456 | 0 | 0.058018 | 0 | 0 | 0.85437 | 0.10834 | 0 | 0.36962 | 0.08062 | 0.17498 | 0 | 0.003909 | 0.85437 | 0.058304 | 110.5496 | 0 | Electricity | 37.3 | 0.757 | [5 empty] | 0.183 | 0.247 | 2.2 | 2.2 | 5 | Montreal-Trudeau Intl AP | CAN | 323 | 4090 | 45.471 | -73.741 | 6 | 4400 | QC | CAN_QC_Montreal-Trudeau.Intl.AP.716270_CWEC2016.epw | 0 | 0.60681 | 0.0030816 | 221.79 | 0 | 196.9153 | 2.9674 | 0.01507 | 1084.6 | 0.1 | 2021-03-24 15:32:21 +0000 | eef80c06 | 0.2.11 | :adv_dx_units: NECB_Default :analysis_id: 6a87033d-ede6-4783-acf8-880bd0e50e61 :analysis_name: baseline-2021-03-24 :boiler_eff: NECB_Default :btap_batch_version: 1.0.002 :building_type: Outpatient :compute_environment: aws_batch :datapoint_id: 0ff537da-24af-49fa-8a6b-e5ab585c78fe :daylighting_type: NECB_Default :dcv_type: NECB_Default :door_construction_cond: NECB_Default :ecm_system_name: NECB_Default :enable_costing: true :epw_file: CAN_QC_Montreal-Trudeau.Intl.AP.716270_CWEC2016.epw :erv_package: NECB_Default :ext_floor_cond: NECB_Default :ext_roof_cond: NECB_Default :ext_wall_cond: NECB_Default :fdwr_set: NECB_Default :fixed_wind_solar_trans: NECB_Default :fixed_window_cond: NECB_Default :furnace_eff: NECB_Default :glass_door_cond: NECB_Default :glass_door_solar_trans: NECB_Default :ground_floor_cond: NECB_Default :ground_roof_cond: NECB_Default :ground_wall_cond: NECB_Default :lights_scale: NECB_Default :lights_type: NECB_Default :overhead_door_cond: NECB_Default :primary_heating_fuel: Electricity :pv_ground_azimuth_angle: NECB_Default :pv_ground_module_description: NECB_Default :pv_ground_tilt_angle: NECB_Default :pv_ground_total_area_pv_panels_m2: NECB_Default :pv_ground_type: NECB_Default :rotation_degrees: NECB_Default :run_annual_simulation: true :s3_bucket: '834599497928' :scale_x: NECB_Default :scale_y: NECB_Default :scale_z: NECB_Default :shw_eff: NECB_Default :skylight_cond: NECB_Default :skylight_solar_trans: NECB_Default :srr_set: NECB_Default :template: NECB2011 | 0.00058885 | TRUE | 1394.785 |  | https://s3.console.aws.amazon.com/s3/buckets/834599497928?region=ca-central-1&prefix=sara.gilani/baseline-2021-03-24/6a87033d-ede6-4783-acf8-880bd0e50e61/output/0ff537da-24af-49fa-8a6b-e5ab585c78fe/ | 1.0.002 | 0 | 0 |  | 0 | 0 | tier_1 | 0
595 | 0 |  | NECB_Default | NECB_Default | NECB_Default | NECB_Default | NECB_Default | NECB_Default | NECB_Default | NECB_Default | Outpatient | NECB2015 | CAN_QC_Montreal-Trudeau.Intl.AP.716270_CWEC2016.epw | Electricity | NECB_Default | NECB_Default | NECB_Default | NECB_Default | NECB_Default | NECB_Default | NECB_Default | NECB_Default | NECB_Default | NECB_Default | NECB_Default | NECB_Default | NECB_Default | NECB_Default | NECB_Default | NECB_Default | NECB_Default | NECB_Default | NECB_Default | NECB_Default | NECB_Default | NECB_Default | NECB_Default | NECB_Default | NECB_Default | NECB_Default | NECB_Default | aws_batch | 834599497928 | [5 empty] | baseline-2021-03-24 | 6a87033d-ede6-4783-acf8-880bd0e50e61 | TRUE | TRUE | 92c5fc52-2a1d-4056-a8a1-71715d66e6b6 |  | 3804.01 | 2926.6316 | 37.3 | Outpatient |  |  | 5 | Outpatient | 3 |  | 3 | NECB2015 | 0.24527 | 11932.1528 | 90.5002 | 37.3862 | 69.0492 | 4.9547 | 519.3842 | 317.4941 | MONTREAL | QUEBEC | 0.30576 | 0 | 0 | 0.30576 | 19.4739 | 0 | 0 | 19.4739 | 0 | 0.056819 | 0 | 0 | 0.78682 | 0.10242 | 0 | 0.30264 | 0.081779 | 0.18271 | 0 | 0.0052445 | 0.78682 | 0.054658 | 93.2949 | 0 | Electricity | 37.3 | 0.757 | [5 empty] | 0.183 | 0.247 | 2.2 | 2.2 | 5 | Montreal-Trudeau Intl AP | CAN | 323 | 4090 | 45.471 | -73.741 | 6 | 4400 | QC | CAN_QC_Montreal-Trudeau.Intl.AP.716270_CWEC2016.epw | 0 | 0.56886 | 0.0028171 | 207.92 | 0 | 201.9337 | 2.7806 | 0.01377 | 1016.3 | 0.1 | 2021-03-24 15:32:02 +0000 | eef80c06 | 0.2.11 | :adv_dx_units: NECB_Default :analysis_id: 6a87033d-ede6-4783-acf8-880bd0e50e61 :analysis_name: baseline-2021-03-24 :boiler_eff: NECB_Default :btap_batch_version: 1.0.002 :building_type: Outpatient :compute_environment: aws_batch :datapoint_id: 92c5fc52-2a1d-4056-a8a1-71715d66e6b6 :daylighting_type: NECB_Default :dcv_type: NECB_Default :door_construction_cond: NECB_Default :ecm_system_name: NECB_Default :enable_costing: true :epw_file: CAN_QC_Montreal-Trudeau.Intl.AP.716270_CWEC2016.epw :erv_package: NECB_Default :ext_floor_cond: NECB_Default :ext_roof_cond: NECB_Default :ext_wall_cond: NECB_Default :fdwr_set: NECB_Default :fixed_wind_solar_trans: NECB_Default :fixed_window_cond: NECB_Default :furnace_eff: NECB_Default :glass_door_cond: NECB_Default :glass_door_solar_trans: NECB_Default :ground_floor_cond: NECB_Default :ground_roof_cond: NECB_Default :ground_wall_cond: NECB_Default :lights_scale: NECB_Default :lights_type: NECB_Default :overhead_door_cond: NECB_Default :primary_heating_fuel: Electricity :pv_ground_azimuth_angle: NECB_Default :pv_ground_module_description: NECB_Default :pv_ground_tilt_angle: NECB_Default :pv_ground_total_area_pv_panels_m2: NECB_Default :pv_ground_type: NECB_Default :rotation_degrees: NECB_Default :run_annual_simulation: true :s3_bucket: '834599497928' :scale_x: NECB_Default :scale_y: NECB_Default :scale_z: NECB_Default :shw_eff: NECB_Default :skylight_cond: NECB_Default :skylight_solar_trans: NECB_Default :srr_set: NECB_Default :template: NECB2015 | 0.00055468 | TRUE | 1334.0115 |  | https://s3.console.aws.amazon.com/s3/buckets/834599497928?region=ca-central-1&prefix=sara.gilani/baseline-2021-03-24/6a87033d-ede6-4783-acf8-880bd0e50e61/output/92c5fc52-2a1d-4056-a8a1-71715d66e6b6/ | 1.0.002 | 0 | 0 |  | 0 | 0 | tier_1 | 0
596 | 0 |  | NECB_Default | NECB_Default | NECB_Default | NECB_Default | NECB_Default | NECB_Default | NECB_Default | NECB_Default | Outpatient | NECB2011 | CAN_YT_Whitehorse.Intl.AP.719640_CWEC2016.epw | Electricity | NECB_Default | NECB_Default | NECB_Default | NECB_Default | NECB_Default | NECB_Default | NECB_Default | NECB_Default | NECB_Default | NECB_Default | NECB_Default | NECB_Default | NECB_Default | NECB_Default | NECB_Default | NECB_Default | NECB_Default | NECB_Default | NECB_Default | NECB_Default | NECB_Default | NECB_Default | NECB_Default | NECB_Default | NECB_Default | NECB_Default | NECB_Default | aws_batch | 834599497928 | [5 empty] | baseline-2021-03-24 | 6a87033d-ede6-4783-acf8-880bd0e50e61 | TRUE | TRUE | d1079905-2ee6-4a66-a9d8-523b2e925eff |  | 3804.01 | 2926.6316 | 22.8 | Outpatient |  |  | 5 | Outpatient | 3 |  | 3 | NECB2011 | 0.24527 | 11932.1528 | 74.9158 | 29.7273 | 60.6392 | 5.1402 | 457.2245 | 286.802 | WHITEHORSE | YUKON | 14.8861 | 0 | 0 | 14.8861 | 34.0912 | 0 | 0 | 34.0912 | 0 | 0.017064 | 0 | 0 | 0.95708 | 0.097799 | 0 | 0.51654 | 0.08062 | 0.17498 | 0 | 0.0026288 | 0.95708 | 0.067092 | 125.9121 | 0 | Electricity | 22.8 | 0.757 | [5 empty] | 0.162 | 0.21 | 2.2 | 2.2 | 5 | Whitehorse Intl AP | CAN | 5 | 6491 | 60.709 | -135.069 | 7b | 6580 | YT | CAN_YT_Whitehorse.Intl.AP.719640_CWEC2016.epw | 0 | 0.69828 | 0.0036548 | 255.22 | 0 | 191.0564 | 2.9674 | 0.015532 | 1084.6 | 0.1 | 2021-03-24 15:32:51 +0000 | eef80c06 | 0.2.11 | :adv_dx_units: NECB_Default :analysis_id: 6a87033d-ede6-4783-acf8-880bd0e50e61 :analysis_name: baseline-2021-03-24 :boiler_eff: NECB_Default :btap_batch_version: 1.0.002 :building_type: Outpatient :compute_environment: aws_batch :datapoint_id: d1079905-2ee6-4a66-a9d8-523b2e925eff :daylighting_type: NECB_Default :dcv_type: NECB_Default :door_construction_cond: NECB_Default :ecm_system_name: NECB_Default :enable_costing: true :epw_file: CAN_YT_Whitehorse.Intl.AP.719640_CWEC2016.epw :erv_package: NECB_Default :ext_floor_cond: NECB_Default :ext_roof_cond: NECB_Default :ext_wall_cond: NECB_Default :fdwr_set: NECB_Default :fixed_wind_solar_trans: NECB_Default :fixed_window_cond: NECB_Default :furnace_eff: NECB_Default :glass_door_cond: NECB_Default :glass_door_solar_trans: NECB_Default :ground_floor_cond: NECB_Default :ground_roof_cond: NECB_Default :ground_wall_cond: NECB_Default :lights_scale: NECB_Default :lights_type: NECB_Default :overhead_door_cond: NECB_Default :primary_heating_fuel: Electricity :pv_ground_azimuth_angle: NECB_Default :pv_ground_module_description: NECB_Default :pv_ground_tilt_angle: NECB_Default :pv_ground_total_area_pv_panels_m2: NECB_Default :pv_ground_type: NECB_Default :rotation_degrees: NECB_Default :run_annual_simulation: true :s3_bucket: '834599497928' :scale_x: NECB_Default :scale_y: NECB_Default :scale_z: NECB_Default :shw_eff: NECB_Default :skylight_cond: NECB_Default :skylight_solar_trans: NECB_Default :srr_set: NECB_Default :template: NECB2011 | 0.00035489 | TRUE | 1335.5804 |  | https://s3.console.aws.amazon.com/s3/buckets/834599497928?region=ca-central-1&prefix=sara.gilani/baseline-2021-03-24/6a87033d-ede6-4783-acf8-880bd0e50e61/output/d1079905-2ee6-4a66-a9d8-523b2e925eff/ | 1.0.002 | 0 | 0 |  | 0 | 0 | tier_1 | 0
597 | 0 |  | NECB_Default | NECB_Default | NECB_Default | NECB_Default | NECB_Default | NECB_Default | NECB_Default | NECB_Default | Outpatient | NECB2011 | CAN_ON_Toronto.Pearson.Intl.AP.716240_CWEC2016.epw | Electricity | NECB_Default | NECB_Default | NECB_Default | NECB_Default | NECB_Default | NECB_Default | NECB_Default | NECB_Default | NECB_Default | NECB_Default | NECB_Default | NECB_Default | NECB_Default | NECB_Default | NECB_Default | NECB_Default | NECB_Default | NECB_Default | NECB_Default | NECB_Default | NECB_Default | NECB_Default | NECB_Default | NECB_Default | NECB_Default | NECB_Default | NECB_Default | aws_batch | 834599497928 | [5 empty] | baseline-2021-03-24 | 6a87033d-ede6-4783-acf8-880bd0e50e61 | TRUE | TRUE | 080c6540-9b2f-4fb1-bfd6-ac48bd1e3846 |  | 3804.01 | 2926.6316 | 40 | Outpatient |  |  | 5 | Outpatient | 3 |  | 3 | NECB2011 | 0.24527 | 11932.1528 | 96.9202 | 37.3887 | 67.975 | 5.3583 | 540.6482 | 333.0061 | TORONTO | ONTARIO | 4.4562 | 0 | 0 | 4.4562 | 35.7029 | 0 | 0 | 35.7029 | 0 | 0.064797 | 0 | 0 | 0.80231 | 0.11277 | 0 | 0.30783 | 0.08062 | 0.17498 | 0 | 0.0041272 | 0.80231 | 0.056561 | 105.4842 | 0 | Electricity | 40 | 0.757 | [5 empty] | 0.183 | 0.278 | 2.2 | 2.2 | 5 | Toronto Pearson Intl AP | CAN | 382 | 3615 | 43.677 | -79.631 | 5 | 3890 | ON | CAN_ON_Toronto.Pearson.Intl.AP.716240_CWEC2016.epw | 0 | 0.58867 | 0.0029895 | 215.16 | 0 | 196.9153 | 2.9674 | 0.01507 | 1084.6 | 0.1 | 2021-03-24 15:32:45 +0000 | eef80c06 | 0.2.11 | :adv_dx_units: NECB_Default :analysis_id: 6a87033d-ede6-4783-acf8-880bd0e50e61 :analysis_name: baseline-2021-03-24 :boiler_eff: NECB_Default :btap_batch_version: 1.0.002 :building_type: Outpatient :compute_environment: aws_batch :datapoint_id: 080c6540-9b2f-4fb1-bfd6-ac48bd1e3846 :daylighting_type: NECB_Default :dcv_type: NECB_Default :door_construction_cond: NECB_Default :ecm_system_name: NECB_Default :enable_costing: true :epw_file: CAN_ON_Toronto.Pearson.Intl.AP.716240_CWEC2016.epw :erv_package: NECB_Default :ext_floor_cond: NECB_Default :ext_roof_cond: NECB_Default :ext_wall_cond: NECB_Default :fdwr_set: NECB_Default :fixed_wind_solar_trans: NECB_Default :fixed_window_cond: NECB_Default :furnace_eff: NECB_Default :glass_door_cond: NECB_Default :glass_door_solar_trans: NECB_Default :ground_floor_cond: NECB_Default :ground_roof_cond: NECB_Default :ground_wall_cond: NECB_Default :lights_scale: NECB_Default :lights_type: NECB_Default :overhead_door_cond: NECB_Default :primary_heating_fuel: Electricity :pv_ground_azimuth_angle: NECB_Default :pv_ground_module_description: NECB_Default :pv_ground_tilt_angle: NECB_Default :pv_ground_total_area_pv_panels_m2: NECB_Default :pv_ground_type: NECB_Default :rotation_degrees: NECB_Default :run_annual_simulation: true :s3_bucket: '834599497928' :scale_x: NECB_Default :scale_y: NECB_Default :scale_z: NECB_Default :shw_eff: NECB_Default :skylight_cond: NECB_Default :skylight_solar_trans: NECB_Default :srr_set: NECB_Default :template: NECB2011 | 0.00062828 | TRUE | 1335.8565 |  | https://s3.console.aws.amazon.com/s3/buckets/834599497928?region=ca-central-1&prefix=sara.gilani/baseline-2021-03-24/6a87033d-ede6-4783-acf8-880bd0e50e61/output/080c6540-9b2f-4fb1-bfd6-ac48bd1e3846/ | 1.0.002 | 0 | 0 |  | 0 | 0 | tier_1 | 0
598 | 0 |  | NECB_Default | NECB_Default | NECB_Default | NECB_Default | NECB_Default | NECB_Default | NECB_Default | NECB_Default | Outpatient | NECB2011 | CAN_QC_Montreal-Trudeau.Intl.AP.716270_CWEC2016.epw | NaturalGas | NECB_Default | NECB_Default | NECB_Default | NECB_Default | NECB_Default | NECB_Default | NECB_Default | NECB_Default | NECB_Default | NECB_Default | NECB_Default | NECB_Default | NECB_Default | NECB_Default | NECB_Default | NECB_Default | NECB_Default | NECB_Default | NECB_Default | NECB_Default | NECB_Default | NECB_Default | NECB_Default | NECB_Default | NECB_Default | NECB_Default | NECB_Default | aws_batch | 834599497928 | [5 empty] | baseline-2021-03-24 | 6a87033d-ede6-4783-acf8-880bd0e50e61 | TRUE | TRUE | 54e710e3-0aa1-4610-8fae-4959a366746f |  | 3804.01 | 2926.6316 | 37.3 | Outpatient |  |  | 5 | Outpatient | 3 |  | 3 | NECB2011 | 0.24527 | 11932.1528 | 90.5002 | 65.0926 | 63.2194 | 3.4786 | 524.3481 | 302.0573 | MONTREAL | QUEBEC | 0.1679 | 26.2384 | 0 | 26.4063 | 10.6937 | 6.8729 | 0 | 17.5667 | 0 | 0.058018 | 0 | 0 | 0.43207 | 0.10856 | 0 | 0.45639 | 0.08062 | 0.17498 | 0.53114 | 0.009306 | 0.96321 | 0.074753 | 43.6375 | 113.0349 | Natural Gas | 37.3 | 0.757 | [5 empty] | 0.183 | 0.247 | 2.2 | 2.2 | 5 | Montreal-Trudeau Intl AP | CAN | 323 | 4090 | 45.471 | -73.741 | 6 | 4400 | QC | CAN_QC_Montreal-Trudeau.Intl.AP.716270_CWEC2016.epw | 0 | 0 | 0 | 0 | 284.36 | 196.9153 | 2.9674 | 0.01507 | 1084.6 | 0.1 | 2021-03-24 15:32:06 +0000 | eef80c06 | 0.2.11 | :adv_dx_units: NECB_Default :analysis_id: 6a87033d-ede6-4783-acf8-880bd0e50e61 :analysis_name: baseline-2021-03-24 :boiler_eff: NECB_Default :btap_batch_version: 1.0.002 :building_type: Outpatient :compute_environment: aws_batch :datapoint_id: 54e710e3-0aa1-4610-8fae-4959a366746f :daylighting_type: NECB_Default :dcv_type: NECB_Default :door_construction_cond: NECB_Default :ecm_system_name: NECB_Default :enable_costing: true :epw_file: CAN_QC_Montreal-Trudeau.Intl.AP.716270_CWEC2016.epw :erv_package: NECB_Default :ext_floor_cond: NECB_Default :ext_roof_cond: NECB_Default :ext_wall_cond: NECB_Default :fdwr_set: NECB_Default :fixed_wind_solar_trans: NECB_Default :fixed_window_cond: NECB_Default :furnace_eff: NECB_Default :glass_door_cond: NECB_Default :glass_door_solar_trans: NECB_Default :ground_floor_cond: NECB_Default :ground_roof_cond: NECB_Default :ground_wall_cond: NECB_Default :lights_scale: NECB_Default :lights_type: NECB_Default :overhead_door_cond: NECB_Default :primary_heating_fuel: NaturalGas :pv_ground_azimuth_angle: NECB_Default :pv_ground_module_description: NECB_Default :pv_ground_tilt_angle: NECB_Default :pv_ground_total_area_pv_panels_m2: NECB_Default :pv_ground_type: NECB_Default :rotation_degrees: NECB_Default :run_annual_simulation: true :s3_bucket: '834599497928' :scale_x: NECB_Default :scale_y: NECB_Default :scale_z: NECB_Default :shw_eff: NECB_Default :skylight_cond: NECB_Default :skylight_solar_trans: NECB_Default :srr_set: NECB_Default :template: NECB2011 | 0.00058885 | TRUE | 1395.7835 |  | https://s3.console.aws.amazon.com/s3/buckets/834599497928?region=ca-central-1&prefix=sara.gilani/baseline-2021-03-24/6a87033d-ede6-4783-acf8-880bd0e50e61/output/54e710e3-0aa1-4610-8fae-4959a366746f/ | 1.0.002 | 0 | 0 |  | 0 | 0 | tier_1 | 0
599 | 0 |  | NECB_Default | NECB_Default | NECB_Default | NECB_Default | NECB_Default | NECB_Default | NECB_Default | NECB_Default | Outpatient | NECB2017 | CAN_NS_Halifax.Dockyard.713280_CWEC2016.epw | Electricity | NECB_Default | NECB_Default | NECB_Default | NECB_Default | NECB_Default | NECB_Default | NECB_Default | NECB_Default | NECB_Default | NECB_Default | NECB_Default | NECB_Default | NECB_Default | NECB_Default | NECB_Default | NECB_Default | NECB_Default | NECB_Default | NECB_Default | NECB_Default | NECB_Default | NECB_Default | NECB_Default | NECB_Default | NECB_Default | NECB_Default | NECB_Default | aws_batch | 834599497928 | [5 empty] | baseline-2021-03-24 | 6a87033d-ede6-4783-acf8-880bd0e50e61 | TRUE | TRUE | 59d81501-2a3c-4a38-9df8-538942d52806 |  | 3804.01 | 2926.6316 | 40 | Outpatient |  |  | 2 | Outpatient | 3 |  | 3 | NECB2017 | 0.24527 | 11932.1528 | 82.7946 | 31.1416 | 65.4209 | 4.8659 | 497.9186 | 313.6956 | HALIFAX | NOVA SCOTIA | 113.5809 | 0 | 0 | 113.5809 | 22.2753 | 0 | 0 | 22.2753 | 0 | 0.032626 | 0 | 0 | 0.5601 | 0.095986 | 0.025452 | 0.10664 | 0.081779 | 0.15952 | 0 | 0.0038696 | 0.5601 | 0.053922 | 51.3593 | 0 | Electricity | 40 | 0.757 | [5 empty] | 0.156 | 0.247 | 1.9 | 1.9 | 2 | Halifax Dockyard | CAN | 112 | 3647 | 44.655 | -63.577 | 6 | 4000 | NS | CAN_NS_Halifax.Dockyard.713280_CWEC2016.epw | 0 | 0.5612 | 0.0027193 | 205.12 | 0 | 206.3784 | 2.7806 | 0.013473 | 1016.3 | 0.1 | 2021-03-24 15:32:37 +0000 | eef80c06 | 0.2.11 | :adv_dx_units: NECB_Default :analysis_id: 6a87033d-ede6-4783-acf8-880bd0e50e61 :analysis_name: baseline-2021-03-24 :boiler_eff: NECB_Default :btap_batch_version: 1.0.002 :building_type: Outpatient :compute_environment: aws_batch :datapoint_id: 59d81501-2a3c-4a38-9df8-538942d52806 :daylighting_type: NECB_Default :dcv_type: NECB_Default :door_construction_cond: NECB_Default :ecm_system_name: NECB_Default :enable_costing: true :epw_file: CAN_NS_Halifax.Dockyard.713280_CWEC2016.epw :erv_package: NECB_Default :ext_floor_cond: NECB_Default :ext_roof_cond: NECB_Default :ext_wall_cond: NECB_Default :fdwr_set: NECB_Default :fixed_wind_solar_trans: NECB_Default :fixed_window_cond: NECB_Default :furnace_eff: NECB_Default :glass_door_cond: NECB_Default :glass_door_solar_trans: NECB_Default :ground_floor_cond: NECB_Default :ground_roof_cond: NECB_Default :ground_wall_cond: NECB_Default :lights_scale: NECB_Default :lights_type: NECB_Default :overhead_door_cond: NECB_Default :primary_heating_fuel: Electricity :pv_ground_azimuth_angle: NECB_Default :pv_ground_module_description: NECB_Default :pv_ground_tilt_angle: NECB_Default :pv_ground_total_area_pv_panels_m2: NECB_Default :pv_ground_type: NECB_Default :rotation_degrees: NECB_Default :run_annual_simulation: true :s3_bucket: '834599497928' :scale_x: NECB_Default :scale_y: NECB_Default :scale_z: NECB_Default :shw_eff: NECB_Default :skylight_cond: NECB_Default :skylight_solar_trans: NECB_Default :srr_set: NECB_Default :template: NECB2017 | 0.00031283 | TRUE | 1274.95 |  | https://s3.console.aws.amazon.com/s3/buckets/834599497928?region=ca-central-1&prefix=sara.gilani/baseline-2021-03-24/6a87033d-ede6-4783-acf8-880bd0e50e61/output/59d81501-2a3c-4a38-9df8-538942d52806/ | 1.0.002 | 0 | 0 |  | 0 | 0 | tier_1 | 0
600 | 0 |  | NECB_Default | NECB_Default | NECB_Default | NECB_Default | NECB_Default | NECB_Default | NECB_Default | NECB_Default | Outpatient | NECB2015 | CAN_AB_Edmonton.Intl.AP.711230_CWEC2016.epw | NaturalGas | NECB_Default | NECB_Default | NECB_Default | NECB_Default | NECB_Default | NECB_Default | NECB_Default | NECB_Default | NECB_Default | NECB_Default | NECB_Default | NECB_Default | NECB_Default | NECB_Default | NECB_Default | NECB_Default | NECB_Default | NECB_Default | NECB_Default | NECB_Default | NECB_Default | NECB_Default | NECB_Default | NECB_Default | NECB_Default | NECB_Default | NECB_Default | aws_batch | 834599497928 | [5 empty] | baseline-2021-03-24 | 6a87033d-ede6-4783-acf8-880bd0e50e61 | TRUE | TRUE | 41e591bb-c8b6-4dc5-ac1f-befd3512dbd0 |  | 3804.01 | 2926.6316 | 32.5 | Outpatient |  |  | 5 | Outpatient | 3 |  | 3 | NECB2015 | 0.24527 | 11932.1528 | 91.4491 | 63.0614 | 74.8143 | 3.4936 | 536.12 | 303.3018 | EDMONTON | ALBERTA | 90.2058 | 25.4452 | 0 | 115.651 | 8.5496 | 1.8153 | 0 | 10.3649 | 0 | 0.029114 | 0 | 0 | 0.41104 | 0.10648 | 0 | 0.42796 | 0.081779 | 0.18271 | 0.50425 | 0.010715 | 0.91529 | 0.076285 | 38.6083 | 87.914 | Natural Gas | 32.5 | 0.757 | [5 empty] | 0.162 | 0.21 | 2.2 | 2.2 | 5 | Edmonton Intl AP | CAN | 23 | 5588 | 53.31 | -113.579 | 7a | 5120 | AB | CAN_AB_Edmonton.Intl.AP.711230_CWEC2016.epw | 0 | 0 | 0 | 0 | 290.19 | 201.9337 | 2.7806 | 0.01377 | 1016.3 | 0.1 | 2021-03-24 15:32:48 +0000 | eef80c06 | 0.2.11 | :adv_dx_units: NECB_Default :analysis_id: 6a87033d-ede6-4783-acf8-880bd0e50e61 :analysis_name: baseline-2021-03-24 :boiler_eff: NECB_Default :btap_batch_version: 1.0.002 :building_type: Outpatient :compute_environment: aws_batch :datapoint_id: 41e591bb-c8b6-4dc5-ac1f-befd3512dbd0 :daylighting_type: NECB_Default :dcv_type: NECB_Default :door_construction_cond: NECB_Default :ecm_system_name: NECB_Default :enable_costing: true :epw_file: CAN_AB_Edmonton.Intl.AP.711230_CWEC2016.epw :erv_package: NECB_Default :ext_floor_cond: NECB_Default :ext_roof_cond: NECB_Default :ext_wall_cond: NECB_Default :fdwr_set: NECB_Default :fixed_wind_solar_trans: NECB_Default :fixed_window_cond: NECB_Default :furnace_eff: NECB_Default :glass_door_cond: NECB_Default :glass_door_solar_trans: NECB_Default :ground_floor_cond: NECB_Default :ground_roof_cond: NECB_Default :ground_wall_cond: NECB_Default :lights_scale: NECB_Default :lights_type: NECB_Default :overhead_door_cond: NECB_Default :primary_heating_fuel: NaturalGas :pv_ground_azimuth_angle: NECB_Default :pv_ground_module_description: NECB_Default :pv_ground_tilt_angle: NECB_Default :pv_ground_total_area_pv_panels_m2: NECB_Default :pv_ground_type: NECB_Default :rotation_degrees: NECB_Default :run_annual_simulation: true :s3_bucket: '834599497928' :scale_x: NECB_Default :scale_y: NECB_Default :scale_z: NECB_Default :shw_eff: NECB_Default :skylight_cond: NECB_Default :skylight_solar_trans: NECB_Default :srr_set: NECB_Default :template: NECB2015 | 0.00023922 | TRUE | 1334.1572 |  | https://s3.console.aws.amazon.com/s3/buckets/834599497928?region=ca-central-1&prefix=sara.gilani/baseline-2021-03-24/6a87033d-ede6-4783-acf8-880bd0e50e61/output/41e591bb-c8b6-4dc5-ac1f-befd3512dbd0/ | 1.0.002 | 0 | 0 |  | 0 | 0 | tier_1 | 0
601 | 0 |  | NECB_Default | NECB_Default | NECB_Default | NECB_Default | NECB_Default | NECB_Default | NECB_Default | NECB_Default | Outpatient | NECB2015 | CAN_AB_Calgary.Intl.AP.718770_CWEC2016.epw | Electricity | NECB_Default | NECB_Default | NECB_Default | NECB_Default | NECB_Default | NECB_Default | NECB_Default | NECB_Default | NECB_Default | NECB_Default | NECB_Default | NECB_Default | NECB_Default | NECB_Default | NECB_Default | NECB_Default | NECB_Default | NECB_Default | NECB_Default | NECB_Default | NECB_Default | NECB_Default | NECB_Default | NECB_Default | NECB_Default | NECB_Default | NECB_Default | aws_batch | 834599497928 | [5 empty] | baseline-2021-03-24 | 6a87033d-ede6-4783-acf8-880bd0e50e61 | TRUE | TRUE | 37a12beb-da1c-43bf-b1fc-f5742b73e0c8 |  | 3804.01 | 2926.6316 | 33.3 | Outpatient |  |  | 5 | Outpatient | 3 |  | 3 | NECB2015 | 0.24527 | 11932.1528 | 91.4912 | 36.0982 | 73.8885 | 4.9908 | 533.7034 | 327.2347 | CALGARY | ALBERTA | 162.1132 | 0 | 0 | 162.1132 | 15.3649 | 0 | 0 | 15.3649 | 0 | 0.032965 | 0 | 0 | 0.7387 | 0.11218 | 0 | 0.26696 | 0.081779 | 0.18271 | 0 | 0.0042613 | 0.7387 | 0.057576 | 87.062 | 0 | Electricity | 33.3 | 0.757 | [5 empty] | 0.162 | 0.21 | 2.2 | 2.2 | 5 | Calgary Intl AP | CAN | 64 | 4781 | 51.114 | -114.02 | 7a | 5000 | AB | CAN_AB_Calgary.Intl.AP.718770_CWEC2016.epw | 0 | 0.59923 | 0.0029675 | 219.02 | 0 | 201.9337 | 2.7806 | 0.01377 | 1016.3 | 0.1 | 2021-03-24 15:33:21 +0000 | eef80c06 | 0.2.11 | :adv_dx_units: NECB_Default :analysis_id: 6a87033d-ede6-4783-acf8-880bd0e50e61 :analysis_name: baseline-2021-03-24 :boiler_eff: NECB_Default :btap_batch_version: 1.0.002 :building_type: Outpatient :compute_environment: aws_batch :datapoint_id: 37a12beb-da1c-43bf-b1fc-f5742b73e0c8 :daylighting_type: NECB_Default :dcv_type: NECB_Default :door_construction_cond: NECB_Default :ecm_system_name: NECB_Default :enable_costing: true :epw_file: CAN_AB_Calgary.Intl.AP.718770_CWEC2016.epw :erv_package: NECB_Default :ext_floor_cond: NECB_Default :ext_roof_cond: NECB_Default :ext_wall_cond: NECB_Default :fdwr_set: NECB_Default :fixed_wind_solar_trans: NECB_Default :fixed_window_cond: NECB_Default :furnace_eff: NECB_Default :glass_door_cond: NECB_Default :glass_door_solar_trans: NECB_Default :ground_floor_cond: NECB_Default :ground_roof_cond: NECB_Default :ground_wall_cond: NECB_Default :lights_scale: NECB_Default :lights_type: NECB_Default :overhead_door_cond: NECB_Default :primary_heating_fuel: Electricity :pv_ground_azimuth_angle: NECB_Default :pv_ground_module_description: NECB_Default :pv_ground_tilt_angle: NECB_Default :pv_ground_total_area_pv_panels_m2: NECB_Default :pv_ground_type: NECB_Default :rotation_degrees: NECB_Default :run_annual_simulation: true :s3_bucket: '834599497928' :scale_x: NECB_Default :scale_y: NECB_Default :scale_z: NECB_Default :shw_eff: NECB_Default :skylight_cond: NECB_Default :skylight_solar_trans: NECB_Default :srr_set: NECB_Default :template: NECB2015 | 0.00026288 | TRUE | 1334.4456 |  | https://s3.console.aws.amazon.com/s3/buckets/834599497928?region=ca-central-1&prefix=sara.gilani/baseline-2021-03-24/6a87033d-ede6-4783-acf8-880bd0e50e61/output/37a12beb-da1c-43bf-b1fc-f5742b73e0c8/ | 1.0.002 | 0 | 0 |  | 0 | 0 | tier_1 | 0
602 | 0 |  | NECB_Default | NECB_Default | NECB_Default | NECB_Default | NECB_Default | NECB_Default | NECB_Default | NECB_Default | Outpatient | NECB2015 | CAN_YT_Whitehorse.Intl.AP.719640_CWEC2016.epw | NaturalGas | NECB_Default | NECB_Default | NECB_Default | NECB_Default | NECB_Default | NECB_Default | NECB_Default | NECB_Default | NECB_Default | NECB_Default | NECB_Default | NECB_Default | NECB_Default | NECB_Default | NECB_Default | NECB_Default | NECB_Default | NECB_Default | NECB_Default | NECB_Default | NECB_Default | NECB_Default | NECB_Default | NECB_Default | NECB_Default | NECB_Default | NECB_Default | aws_batch | 834599497928 | [5 empty] | baseline-2021-03-24 | 6a87033d-ede6-4783-acf8-880bd0e50e61 | TRUE | TRUE | bad0984f-4c96-4b4d-b676-cec185df0a5e |  | 3804.01 | 2926.6316 | 22.8 | Outpatient |  |  | 5 | Outpatient | 3 |  | 3 | NECB2015 | 0.24527 | 11932.1528 | 74.9158 | 53.6589 | 66.2015 | 3.2189 | 465.0798 | 267.0847 | WHITEHORSE | YUKON | 5.9778 | 29.2551 | 0 | 35.2329 | 13.69 | 5.3324 | 0 | 19.0224 | 0 | 0.017773 | 0 | 0 | 0.38433 | 0.092387 | 0 | 0.5084 | 0.081779 | 0.18271 | 0.58792 | 0.0093691 | 0.97225 | 0.079516 | 34.2408 | 96.9392 | Natural Gas | 22.8 | 0.757 | [5 empty] | 0.162 | 0.21 | 2.2 | 2.2 | 5 | Whitehorse Intl AP | CAN | 5 | 6491 | 60.709 | -135.069 | 7b | 6580 | YT | CAN_YT_Whitehorse.Intl.AP.719640_CWEC2016.epw | 0 | 0 | 0 | 0 | 302.48 | 201.9337 | 2.7806 | 0.01377 | 1016.3 | 0.1 | 2021-03-24 15:33:06 +0000 | eef80c06 | 0.2.11 | :adv_dx_units: NECB_Default :analysis_id: 6a87033d-ede6-4783-acf8-880bd0e50e61 :analysis_name: baseline-2021-03-24 :boiler_eff: NECB_Default :btap_batch_version: 1.0.002 :building_type: Outpatient :compute_environment: aws_batch :datapoint_id: bad0984f-4c96-4b4d-b676-cec185df0a5e :daylighting_type: NECB_Default :dcv_type: NECB_Default :door_construction_cond: NECB_Default :ecm_system_name: NECB_Default :enable_costing: true :epw_file: CAN_YT_Whitehorse.Intl.AP.719640_CWEC2016.epw :erv_package: NECB_Default :ext_floor_cond: NECB_Default :ext_roof_cond: NECB_Default :ext_wall_cond: NECB_Default :fdwr_set: NECB_Default :fixed_wind_solar_trans: NECB_Default :fixed_window_cond: NECB_Default :furnace_eff: NECB_Default :glass_door_cond: NECB_Default :glass_door_solar_trans: NECB_Default :ground_floor_cond: NECB_Default :ground_roof_cond: NECB_Default :ground_wall_cond: NECB_Default :lights_scale: NECB_Default :lights_type: NECB_Default :overhead_door_cond: NECB_Default :primary_heating_fuel: NaturalGas :pv_ground_azimuth_angle: NECB_Default :pv_ground_module_description: NECB_Default :pv_ground_tilt_angle: NECB_Default :pv_ground_total_area_pv_panels_m2: NECB_Default :pv_ground_type: NECB_Default :rotation_degrees: NECB_Default :run_annual_simulation: true :s3_bucket: '834599497928' :scale_x: NECB_Default :scale_y: NECB_Default :scale_z: NECB_Default :shw_eff: NECB_Default :skylight_cond: NECB_Default :skylight_solar_trans: NECB_Default :srr_set: NECB_Default :template: NECB2015 | 0.00031283 | TRUE | 1333.1449 |  | https://s3.console.aws.amazon.com/s3/buckets/834599497928?region=ca-central-1&prefix=sara.gilani/baseline-2021-03-24/6a87033d-ede6-4783-acf8-880bd0e50e61/output/bad0984f-4c96-4b4d-b676-cec185df0a5e/ | 1.0.002 | 0 | 0 |  | 0 | 0 | tier_1 | 0
603 | 0 |  | NECB_Default | NECB_Default | NECB_Default | NECB_Default | NECB_Default | NECB_Default | NECB_Default | NECB_Default | Outpatient | NECB2011 | CAN_NS_Halifax.Dockyard.713280_CWEC2016.epw | Electricity | NECB_Default | NECB_Default | NECB_Default | NECB_Default | NECB_Default | NECB_Default | NECB_Default | NECB_Default | NECB_Default | NECB_Default | NECB_Default | NECB_Default | NECB_Default | NECB_Default | NECB_Default | NECB_Default | NECB_Default | NECB_Default | NECB_Default | NECB_Default | NECB_Default | NECB_Default | NECB_Default | NECB_Default | NECB_Default | NECB_Default | NECB_Default | aws_batch | 834599497928 | [5 empty] | baseline-2021-03-24 | 6a87033d-ede6-4783-acf8-880bd0e50e61 | TRUE | TRUE | bed48c66-5bc9-4666-8091-0c5aa922d2e6 |  | 3804.01 | 2926.6316 | 40 | Outpatient |  |  | 5 | Outpatient | 3 |  | 3 | NECB2011 | 0.24527 | 11932.1528 | 79.5578 | 33.0759 | 61.1471 | 5.216 | 480.4309 | 301.4342 | HALIFAX | NOVA SCOTIA | 151.8104 | 0 | 0 | 151.8104 | 29.7728 | 0 | 0 | 29.7728 | 0 | 0.035576 | 0 | 0 | 0.74863 | 0.10859 | 0 | 0.28759 | 0.08062 | 0.17498 | 0 | 0.0033675 | 0.74863 | 0.057518 | 86.3713 | 0 | Electricity | 40 | 0.757 | [5 empty] | 0.183 | 0.247 | 2.2 | 2.2 | 5 | Halifax Dockyard | CAN | 112 | 3647 | 44.655 | -63.577 | 6 | 4000 | NS | CAN_NS_Halifax.Dockyard.713280_CWEC2016.epw | 0 | 0.59863 | 0.0031333 | 218.8 | 0 | 191.0564 | 2.9674 | 0.015532 | 1084.6 | 0.1 | 2021-03-24 15:33:24 +0000 | eef80c06 | 0.2.11 | :adv_dx_units: NECB_Default :analysis_id: 6a87033d-ede6-4783-acf8-880bd0e50e61 :analysis_name: baseline-2021-03-24 :boiler_eff: NECB_Default :btap_batch_version: 1.0.002 :building_type: Outpatient :compute_environment: aws_batch :datapoint_id: bed48c66-5bc9-4666-8091-0c5aa922d2e6 :daylighting_type: NECB_Default :dcv_type: NECB_Default :door_construction_cond: NECB_Default :ecm_system_name: NECB_Default :enable_costing: true :epw_file: CAN_NS_Halifax.Dockyard.713280_CWEC2016.epw :erv_package: NECB_Default :ext_floor_cond: NECB_Default :ext_roof_cond: NECB_Default :ext_wall_cond: NECB_Default :fdwr_set: NECB_Default :fixed_wind_solar_trans: NECB_Default :fixed_window_cond: NECB_Default :furnace_eff: NECB_Default :glass_door_cond: NECB_Default :glass_door_solar_trans: NECB_Default :ground_floor_cond: NECB_Default :ground_roof_cond: NECB_Default :ground_wall_cond: NECB_Default :lights_scale: NECB_Default :lights_type: NECB_Default :overhead_door_cond: NECB_Default :primary_heating_fuel: Electricity :pv_ground_azimuth_angle: NECB_Default :pv_ground_module_description: NECB_Default :pv_ground_tilt_angle: NECB_Default :pv_ground_total_area_pv_panels_m2: NECB_Default :pv_ground_type: NECB_Default :rotation_degrees: NECB_Default :run_annual_simulation: true :s3_bucket: '834599497928' :scale_x: NECB_Default :scale_y: NECB_Default :scale_z: NECB_Default :shw_eff: NECB_Default :skylight_cond: NECB_Default :skylight_solar_trans: NECB_Default :srr_set: NECB_Default :template: NECB2011 | 0.00038643 | TRUE | 1454.6177 |  | https://s3.console.aws.amazon.com/s3/buckets/834599497928?region=ca-central-1&prefix=sara.gilani/baseline-2021-03-24/6a87033d-ede6-4783-acf8-880bd0e50e61/output/bed48c66-5bc9-4666-8091-0c5aa922d2e6/ | 1.0.002 | 0 | 0 |  | 0 | 0 | tier_1 | 0
604 | 0 |  | NECB_Default | NECB_Default | NECB_Default | NECB_Default | NECB_Default | NECB_Default | NECB_Default | NECB_Default | Outpatient | NECB2011 | CAN_YT_Whitehorse.Intl.AP.719640_CWEC2016.epw | NaturalGas | NECB_Default | NECB_Default | NECB_Default | NECB_Default | NECB_Default | NECB_Default | NECB_Default | NECB_Default | NECB_Default | NECB_Default | NECB_Default | NECB_Default | NECB_Default | NECB_Default | NECB_Default | NECB_Default | NECB_Default | NECB_Default | NECB_Default | NECB_Default | NECB_Default | NECB_Default | NECB_Default | NECB_Default | NECB_Default | NECB_Default | NECB_Default | aws_batch | 834599497928 | [5 empty] | baseline-2021-03-24 | 6a87033d-ede6-4783-acf8-880bd0e50e61 | TRUE | TRUE | b7152017-1e1c-48ae-9a87-41667e130c2d |  | 3804.01 | 2926.6316 | 22.8 | Outpatient |  |  | 5 | Outpatient | 3 |  | 3 | NECB2011 | 0.24527 | 11932.1528 | 74.9158 | 53.9042 | 60.6392 | 3.2189 | 458.5508 | 265.8728 | WHITEHORSE | YUKON | 5.9018 | 36.1417 | 0 | 42.0436 | 13.516 | 6.5877 | 0 | 20.1037 | 0 | 0.017192 | 0 | 0 | 0.37945 | 0.098015 | 0 | 0.64101 | 0.08062 | 0.17498 | 0.72632 | 0.0082807 | 1.1058 | 0.085302 | 32.5519 | 129.6091 | Natural Gas | 22.8 | 0.757 | [5 empty] | 0.162 | 0.21 | 2.2 | 2.2 | 5 | Whitehorse Intl AP | CAN | 5 | 6491 | 60.709 | -135.069 | 7b | 6580 | YT | CAN_YT_Whitehorse.Intl.AP.719640_CWEC2016.epw | 0 | 0 | 0 | 0 | 324.49 | 191.0564 | 2.9674 | 0.015532 | 1084.6 | 0.1 | 2021-03-24 15:33:26 +0000 | eef80c06 | 0.2.11 | :adv_dx_units: NECB_Default :analysis_id: 6a87033d-ede6-4783-acf8-880bd0e50e61 :analysis_name: baseline-2021-03-24 :boiler_eff: NECB_Default :btap_batch_version: 1.0.002 :building_type: Outpatient :compute_environment: aws_batch :datapoint_id: b7152017-1e1c-48ae-9a87-41667e130c2d :daylighting_type: NECB_Default :dcv_type: NECB_Default :door_construction_cond: NECB_Default :ecm_system_name: NECB_Default :enable_costing: true :epw_file: CAN_YT_Whitehorse.Intl.AP.719640_CWEC2016.epw :erv_package: NECB_Default :ext_floor_cond: NECB_Default :ext_roof_cond: NECB_Default :ext_wall_cond: NECB_Default :fdwr_set: NECB_Default :fixed_wind_solar_trans: NECB_Default :fixed_window_cond: NECB_Default :furnace_eff: NECB_Default :glass_door_cond: NECB_Default :glass_door_solar_trans: NECB_Default :ground_floor_cond: NECB_Default :ground_roof_cond: NECB_Default :ground_wall_cond: NECB_Default :lights_scale: NECB_Default :lights_type: NECB_Default :overhead_door_cond: NECB_Default :primary_heating_fuel: NaturalGas :pv_ground_azimuth_angle: NECB_Default :pv_ground_module_description: NECB_Default :pv_ground_tilt_angle: NECB_Default :pv_ground_total_area_pv_panels_m2: NECB_Default :pv_ground_type: NECB_Default :rotation_degrees: NECB_Default :run_annual_simulation: true :s3_bucket: '834599497928' :scale_x: NECB_Default :scale_y: NECB_Default :scale_z: NECB_Default :shw_eff: NECB_Default :skylight_cond: NECB_Default :skylight_solar_trans: NECB_Default :srr_set: NECB_Default :template: NECB2011 | 0.00036278 | TRUE | 1396.0702 |  | https://s3.console.aws.amazon.com/s3/buckets/834599497928?region=ca-central-1&prefix=sara.gilani/baseline-2021-03-24/6a87033d-ede6-4783-acf8-880bd0e50e61/output/b7152017-1e1c-48ae-9a87-41667e130c2d/ | 1.0.002 | 0 | 0 |  | 0 | 0 | tier_1 | 0
605 | 0 |  | NECB_Default | NECB_Default | NECB_Default | NECB_Default | NECB_Default | NECB_Default | NECB_Default | NECB_Default | Outpatient | NECB2015 | CAN_NS_Halifax.Dockyard.713280_CWEC2016.epw | Electricity | NECB_Default | NECB_Default | NECB_Default | NECB_Default | NECB_Default | NECB_Default | NECB_Default | NECB_Default | NECB_Default | NECB_Default | NECB_Default | NECB_Default | NECB_Default | NECB_Default | NECB_Default | NECB_Default | NECB_Default | NECB_Default | NECB_Default | NECB_Default | NECB_Default | NECB_Default | NECB_Default | NECB_Default | NECB_Default | NECB_Default | NECB_Default | aws_batch | 834599497928 | [5 empty] | baseline-2021-03-24 | 6a87033d-ede6-4783-acf8-880bd0e50e61 | TRUE | TRUE | 0e29051d-e748-42d9-924d-f900272209d8 |  | 3804.01 | 2926.6316 | 40 | Outpatient |  |  | 5 | Outpatient | 3 |  | 3 | NECB2015 | 0.24527 | 11932.1528 | 79.5578 | 32.8018 | 66.782 | 4.8659 | 484.4681 | 300.4606 | HALIFAX | NOVA SCOTIA | 140.0144 | 0 | 0 | 140.0144 | 27.4594 | 0 | 0 | 27.4594 | 0 | 0.036057 | 0 | 0 | 0.69046 | 0.10381 | 0 | 0.22738 | 0.081779 | 0.18271 | 0 | 0.0044348 | 0.69046 | 0.053922 | 74.7526 | 0 | Electricity | 40 | 0.757 | [5 empty] | 0.183 | 0.247 | 2.2 | 2.2 | 5 | Halifax Dockyard | CAN | 112 | 3647 | 44.655 | -63.577 | 6 | 4000 | NS | CAN_NS_Halifax.Dockyard.713280_CWEC2016.epw | 0 | 0.5612 | 0.0027285 | 205.12 | 0 | 205.6805 | 2.7806 | 0.013519 | 1016.3 | 0.1 | 2021-03-24 15:33:01 +0000 | eef80c06 | 0.2.11 | :adv_dx_units: NECB_Default :analysis_id: 6a87033d-ede6-4783-acf8-880bd0e50e61 :analysis_name: baseline-2021-03-24 :boiler_eff: NECB_Default :btap_batch_version: 1.0.002 :building_type: Outpatient :compute_environment: aws_batch :datapoint_id: 0e29051d-e748-42d9-924d-f900272209d8 :daylighting_type: NECB_Default :dcv_type: NECB_Default :door_construction_cond: NECB_Default :ecm_system_name: NECB_Default :enable_costing: true :epw_file: CAN_NS_Halifax.Dockyard.713280_CWEC2016.epw :erv_package: NECB_Default :ext_floor_cond: NECB_Default :ext_roof_cond: NECB_Default :ext_wall_cond: NECB_Default :fdwr_set: NECB_Default :fixed_wind_solar_trans: NECB_Default :fixed_window_cond: NECB_Default :furnace_eff: NECB_Default :glass_door_cond: NECB_Default :glass_door_solar_trans: NECB_Default :ground_floor_cond: NECB_Default :ground_roof_cond: NECB_Default :ground_wall_cond: NECB_Default :lights_scale: NECB_Default :lights_type: NECB_Default :overhead_door_cond: NECB_Default :primary_heating_fuel: Electricity :pv_ground_azimuth_angle: NECB_Default :pv_ground_module_description: NECB_Default :pv_ground_tilt_angle: NECB_Default :pv_ground_total_area_pv_panels_m2: NECB_Default :pv_ground_type: NECB_Default :rotation_degrees: NECB_Default :run_annual_simulation: true :s3_bucket: '834599497928' :scale_x: NECB_Default :scale_y: NECB_Default :scale_z: NECB_Default :shw_eff: NECB_Default :skylight_cond: NECB_Default :skylight_solar_trans: NECB_Default :srr_set: NECB_Default :template: NECB2015 | 0.00035752 | TRUE | 1395.2739 |  | https://s3.console.aws.amazon.com/s3/buckets/834599497928?region=ca-central-1&prefix=sara.gilani/baseline-2021-03-24/6a87033d-ede6-4783-acf8-880bd0e50e61/output/0e29051d-e748-42d9-924d-f900272209d8/ | 1.0.002 | 0 | 0 |  | 0 | 0 | tier_1 | 0
606 | 0 |  | NECB_Default | NECB_Default | NECB_Default | NECB_Default | NECB_Default | NECB_Default | NECB_Default | NECB_Default | Outpatient | NECB2015 | CAN_AB_Edmonton.Intl.AP.711230_CWEC2016.epw | Electricity | NECB_Default | NECB_Default | NECB_Default | NECB_Default | NECB_Default | NECB_Default | NECB_Default | NECB_Default | NECB_Default | NECB_Default | NECB_Default | NECB_Default | NECB_Default | NECB_Default | NECB_Default | NECB_Default | NECB_Default | NECB_Default | NECB_Default | NECB_Default | NECB_Default | NECB_Default | NECB_Default | NECB_Default | NECB_Default | NECB_Default | NECB_Default | aws_batch | 834599497928 | [5 empty] | baseline-2021-03-24 | 6a87033d-ede6-4783-acf8-880bd0e50e61 | TRUE | TRUE | dbaf79d7-d8b1-4a14-98bf-5c2fd7295b6e |  | 3804.01 | 2926.6316 | 32.5 | Outpatient |  |  | 5 | Outpatient | 3 |  | 3 | NECB2015 | 0.24527 | 11932.1528 | 91.4491 | 36.4209 | 74.8143 | 4.9904 | 527.4652 | 319.7906 | EDMONTON | ALBERTA | 178.3388 | 0 | 0 | 178.3388 | 16.9028 | 0 | 0 | 16.9028 | 0 | 0.028998 | 0 | 0 | 0.81263 | 0.1062 | 0 | 0.34823 | 0.081779 | 0.18271 | 0 | 0.0043086 | 0.81263 | 0.060173 | 96.447 | 0 | Electricity | 32.5 | 0.757 | [5 empty] | 0.162 | 0.21 | 2.2 | 2.2 | 5 | Edmonton Intl AP | CAN | 23 | 5588 | 53.31 | -113.579 | 7a | 5120 | AB | CAN_AB_Edmonton.Intl.AP.711230_CWEC2016.epw | 0 | 0.62627 | 0.0031013 | 228.9 | 0 | 201.9337 | 2.7806 | 0.01377 | 1016.3 | 0.1 | 2021-03-24 15:32:56 +0000 | eef80c06 | 0.2.11 | :adv_dx_units: NECB_Default :analysis_id: 6a87033d-ede6-4783-acf8-880bd0e50e61 :analysis_name: baseline-2021-03-24 :boiler_eff: NECB_Default :btap_batch_version: 1.0.002 :building_type: Outpatient :compute_environment: aws_batch :datapoint_id: dbaf79d7-d8b1-4a14-98bf-5c2fd7295b6e :daylighting_type: NECB_Default :dcv_type: NECB_Default :door_construction_cond: NECB_Default :ecm_system_name: NECB_Default :enable_costing: true :epw_file: CAN_AB_Edmonton.Intl.AP.711230_CWEC2016.epw :erv_package: NECB_Default :ext_floor_cond: NECB_Default :ext_roof_cond: NECB_Default :ext_wall_cond: NECB_Default :fdwr_set: NECB_Default :fixed_wind_solar_trans: NECB_Default :fixed_window_cond: NECB_Default :furnace_eff: NECB_Default :glass_door_cond: NECB_Default :glass_door_solar_trans: NECB_Default :ground_floor_cond: NECB_Default :ground_roof_cond: NECB_Default :ground_wall_cond: NECB_Default :lights_scale: NECB_Default :lights_type: NECB_Default :overhead_door_cond: NECB_Default :primary_heating_fuel: Electricity :pv_ground_azimuth_angle: NECB_Default :pv_ground_module_description: NECB_Default :pv_ground_tilt_angle: NECB_Default :pv_ground_total_area_pv_panels_m2: NECB_Default :pv_ground_type: NECB_Default :rotation_degrees: NECB_Default :run_annual_simulation: true :s3_bucket: '834599497928' :scale_x: NECB_Default :scale_y: NECB_Default :scale_z: NECB_Default :shw_eff: NECB_Default :skylight_cond: NECB_Default :skylight_solar_trans: NECB_Default :srr_set: NECB_Default :template: NECB2015 | 0.00023922 | TRUE | 1395.2034 |  | https://s3.console.aws.amazon.com/s3/buckets/834599497928?region=ca-central-1&prefix=sara.gilani/baseline-2021-03-24/6a87033d-ede6-4783-acf8-880bd0e50e61/output/dbaf79d7-d8b1-4a14-98bf-5c2fd7295b6e/ | 1.0.002 | 0 | 0 |  | 0 | 0 | tier_1 | 0
607 | 0 |  | NECB_Default | NECB_Default | NECB_Default | NECB_Default | NECB_Default | NECB_Default | NECB_Default | NECB_Default | Outpatient | NECB2017 | CAN_YT_Whitehorse.Intl.AP.719640_CWEC2016.epw | Electricity | NECB_Default | NECB_Default | NECB_Default | NECB_Default | NECB_Default | NECB_Default | NECB_Default | NECB_Default | NECB_Default | NECB_Default | NECB_Default | NECB_Default | NECB_Default | NECB_Default | NECB_Default | NECB_Default | NECB_Default | NECB_Default | NECB_Default | NECB_Default | NECB_Default | NECB_Default | NECB_Default | NECB_Default | NECB_Default | NECB_Default | NECB_Default | aws_batch | 834599497928 | [5 empty] | baseline-2021-03-24 | 6a87033d-ede6-4783-acf8-880bd0e50e61 | TRUE | TRUE | 0b1c99d8-15a7-4e5a-8dd4-fcdac65b517b |  | 3804.01 | 2926.6316 | 22.8 | Outpatient |  |  | 2 | Outpatient | 3 |  | 3 | NECB2017 | 0.24527 | 11932.1528 | 77.0406 | 28.8792 | 64.861 | 4.7931 | 477.3471 | 301.7733 | WHITEHORSE | YUKON | 10.2551 | 0 | 0 | 10.2551 | 23.4855 | 0 | 0 | 23.4855 | 0 | 0.015024 | 0 | 0 | 0.65934 | 0.08435 | 0.025949 | 0.22679 | 0.081779 | 0.15952 | 0 | 0.0027918 | 0.65934 | 0.062892 | 100.3678 | 0 | Electricity | 22.8 | 0.757 | [5 empty] | 0.138 | 0.21 | 1.9 | 1.9 | 2 | Whitehorse Intl AP | CAN | 5 | 6491 | 60.709 | -135.069 | 7b | 6580 | YT | CAN_YT_Whitehorse.Intl.AP.719640_CWEC2016.epw | 0 | 0.65456 | 0.0032414 | 239.24 | 0 | 201.9337 | 2.7806 | 0.01377 | 1016.3 | 0.1 | 2021-03-24 15:33:35 +0000 | eef80c06 | 0.2.11 | :adv_dx_units: NECB_Default :analysis_id: 6a87033d-ede6-4783-acf8-880bd0e50e61 :analysis_name: baseline-2021-03-24 :boiler_eff: NECB_Default :btap_batch_version: 1.0.002 :building_type: Outpatient :compute_environment: aws_batch :datapoint_id: 0b1c99d8-15a7-4e5a-8dd4-fcdac65b517b :daylighting_type: NECB_Default :dcv_type: NECB_Default :door_construction_cond: NECB_Default :ecm_system_name: NECB_Default :enable_costing: true :epw_file: CAN_YT_Whitehorse.Intl.AP.719640_CWEC2016.epw :erv_package: NECB_Default :ext_floor_cond: NECB_Default :ext_roof_cond: NECB_Default :ext_wall_cond: NECB_Default :fdwr_set: NECB_Default :fixed_wind_solar_trans: NECB_Default :fixed_window_cond: NECB_Default :furnace_eff: NECB_Default :glass_door_cond: NECB_Default :glass_door_solar_trans: NECB_Default :ground_floor_cond: NECB_Default :ground_roof_cond: NECB_Default :ground_wall_cond: NECB_Default :lights_scale: NECB_Default :lights_type: NECB_Default :overhead_door_cond: NECB_Default :primary_heating_fuel: Electricity :pv_ground_azimuth_angle: NECB_Default :pv_ground_module_description: NECB_Default :pv_ground_tilt_angle: NECB_Default :pv_ground_total_area_pv_panels_m2: NECB_Default :pv_ground_type: NECB_Default :rotation_degrees: NECB_Default :run_annual_simulation: true :s3_bucket: '834599497928' :scale_x: NECB_Default :scale_y: NECB_Default :scale_z: NECB_Default :shw_eff: NECB_Default :skylight_cond: NECB_Default :skylight_solar_trans: NECB_Default :srr_set: NECB_Default :template: NECB2017 | 0.00023922 | TRUE | 1333.4188 |  | https://s3.console.aws.amazon.com/s3/buckets/834599497928?region=ca-central-1&prefix=sara.gilani/baseline-2021-03-24/6a87033d-ede6-4783-acf8-880bd0e50e61/output/0b1c99d8-15a7-4e5a-8dd4-fcdac65b517b/ | 1.0.002 | 0 | 0 |  | 0 | 0 | tier_1 | 0
608 | 0 |  | NECB_Default | NECB_Default | NECB_Default | NECB_Default | NECB_Default | NECB_Default | NECB_Default | NECB_Default | Outpatient | NECB2015 | CAN_BC_Vancouver.Intl.AP.718920_CWEC2016.epw | NaturalGas | NECB_Default | NECB_Default | NECB_Default | NECB_Default | NECB_Default | NECB_Default | NECB_Default | NECB_Default | NECB_Default | NECB_Default | NECB_Default | NECB_Default | NECB_Default | NECB_Default | NECB_Default | NECB_Default | NECB_Default | NECB_Default | NECB_Default | NECB_Default | NECB_Default | NECB_Default | NECB_Default | NECB_Default | NECB_Default | NECB_Default | NECB_Default | aws_batch | 834599497928 | [5 empty] | baseline-2021-03-24 | 6a87033d-ede6-4783-acf8-880bd0e50e61 | TRUE | TRUE | 0b849fca-7ee3-4fe7-8687-e362237c8c17 |  | 3804.01 | 2926.6316 | 40 | Outpatient |  |  | 5 | Outpatient | 3 |  | 3 | NECB2015 | 0.24527 | 11932.1528 | 87.5524 | 59.0019 | 67.0641 | 3.3599 | 502.3439 | 285.3656 | VANCOUVER | BRITISH COLUMBIA | 1.1679 | 13.9627 | 0 | 15.1305 | 11.6623 | 3.1324 | 0 | 14.7947 | 0 | 0.034398 | 0 | 0 | 0.4121 | 0.10447 | 0 | 0.21108 | 0.081779 | 0.18271 | 0.27696 | 0.0084174 | 0.68906 | 0.065878 | 37.6393 | 43.371 | Natural Gas | 40 | 0.757 | [5 empty] | 0.227 | 0.315 | 2.4 | 2.4 | 5 | Vancouver Intl AP | CAN | 42 | 2797 | 49.195 | -123.184 | 4 | 2800 | BC | CAN_BC_Vancouver.Intl.AP.718920_CWEC2016.epw | 0 | 0 | 0 | 0 | 250.6 | 199.8246 | 2.7806 | 0.013915 | 1016.3 | 0.1 | 2021-03-24 15:33:30 +0000 | eef80c06 | 0.2.11 | :adv_dx_units: NECB_Default :analysis_id: 6a87033d-ede6-4783-acf8-880bd0e50e61 :analysis_name: baseline-2021-03-24 :boiler_eff: NECB_Default :btap_batch_version: 1.0.002 :building_type: Outpatient :compute_environment: aws_batch :datapoint_id: 0b849fca-7ee3-4fe7-8687-e362237c8c17 :daylighting_type: NECB_Default :dcv_type: NECB_Default :door_construction_cond: NECB_Default :ecm_system_name: NECB_Default :enable_costing: true :epw_file: CAN_BC_Vancouver.Intl.AP.718920_CWEC2016.epw :erv_package: NECB_Default :ext_floor_cond: NECB_Default :ext_roof_cond: NECB_Default :ext_wall_cond: NECB_Default :fdwr_set: NECB_Default :fixed_wind_solar_trans: NECB_Default :fixed_window_cond: NECB_Default :furnace_eff: NECB_Default :glass_door_cond: NECB_Default :glass_door_solar_trans: NECB_Default :ground_floor_cond: NECB_Default :ground_roof_cond: NECB_Default :ground_wall_cond: NECB_Default :lights_scale: NECB_Default :lights_type: NECB_Default :overhead_door_cond: NECB_Default :primary_heating_fuel: NaturalGas :pv_ground_azimuth_angle: NECB_Default :pv_ground_module_description: NECB_Default :pv_ground_tilt_angle: NECB_Default :pv_ground_total_area_pv_panels_m2: NECB_Default :pv_ground_type: NECB_Default :rotation_degrees: NECB_Default :run_annual_simulation: true :s3_bucket: '834599497928' :scale_x: NECB_Default :scale_y: NECB_Default :scale_z: NECB_Default :shw_eff: NECB_Default :skylight_cond: NECB_Default :skylight_solar_trans: NECB_Default :srr_set: NECB_Default :template: NECB2015 | 0.00032334 | TRUE | 1395.1355 |  | https://s3.console.aws.amazon.com/s3/buckets/834599497928?region=ca-central-1&prefix=sara.gilani/baseline-2021-03-24/6a87033d-ede6-4783-acf8-880bd0e50e61/output/0b849fca-7ee3-4fe7-8687-e362237c8c17/ | 1.0.002 | 0 | 0 |  | 0 | 0 | tier_1 | 0
609 | 0 |  | NECB_Default | NECB_Default | NECB_Default | NECB_Default | NECB_Default | NECB_Default | NECB_Default | NECB_Default | Outpatient | NECB2015 | CAN_YT_Whitehorse.Intl.AP.719640_CWEC2016.epw | Electricity | NECB_Default | NECB_Default | NECB_Default | NECB_Default | NECB_Default | NECB_Default | NECB_Default | NECB_Default | NECB_Default | NECB_Default | NECB_Default | NECB_Default | NECB_Default | NECB_Default | NECB_Default | NECB_Default | NECB_Default | NECB_Default | NECB_Default | NECB_Default | NECB_Default | NECB_Default | NECB_Default | NECB_Default | NECB_Default | NECB_Default | NECB_Default | aws_batch | 834599497928 | [5 empty] | baseline-2021-03-24 | 6a87033d-ede6-4783-acf8-880bd0e50e61 | TRUE | TRUE | 3657babd-0139-45bf-aad3-48e9d7cce90d |  | 3804.01 | 2926.6316 | 22.8 | Outpatient |  |  | 5 | Outpatient | 3 |  | 3 | NECB2015 | 0.24527 | 11932.1528 | 74.9158 | 29.5356 | 66.2015 | 4.7931 | 459.8498 | 284.4039 | WHITEHORSE | YUKON | 13.301 | 0 | 0 | 13.301 | 30.4611 | 0 | 0 | 30.4611 | 0 | 0.017613 | 0 | 0 | 0.85517 | 0.092119 | 0 | 0.41436 | 0.081779 | 0.18271 | 0 | 0.0033885 | 0.85517 | 0.062892 | 102.8446 | 0 | Electricity | 22.8 | 0.757 | [5 empty] | 0.162 | 0.21 | 2.2 | 2.2 | 5 | Whitehorse Intl AP | CAN | 5 | 6491 | 60.709 | -135.069 | 7b | 6580 | YT | CAN_YT_Whitehorse.Intl.AP.719640_CWEC2016.epw | 0 | 0.65456 | 0.0032414 | 239.24 | 0 | 201.9337 | 2.7806 | 0.01377 | 1016.3 | 0.1 | 2021-03-24 15:34:43 +0000 | eef80c06 | 0.2.11 | :adv_dx_units: NECB_Default :analysis_id: 6a87033d-ede6-4783-acf8-880bd0e50e61 :analysis_name: baseline-2021-03-24 :boiler_eff: NECB_Default :btap_batch_version: 1.0.002 :building_type: Outpatient :compute_environment: aws_batch :datapoint_id: 3657babd-0139-45bf-aad3-48e9d7cce90d :daylighting_type: NECB_Default :dcv_type: NECB_Default :door_construction_cond: NECB_Default :ecm_system_name: NECB_Default :enable_costing: true :epw_file: CAN_YT_Whitehorse.Intl.AP.719640_CWEC2016.epw :erv_package: NECB_Default :ext_floor_cond: NECB_Default :ext_roof_cond: NECB_Default :ext_wall_cond: NECB_Default :fdwr_set: NECB_Default :fixed_wind_solar_trans: NECB_Default :fixed_window_cond: NECB_Default :furnace_eff: NECB_Default :glass_door_cond: NECB_Default :glass_door_solar_trans: NECB_Default :ground_floor_cond: NECB_Default :ground_roof_cond: NECB_Default :ground_wall_cond: NECB_Default :lights_scale: NECB_Default :lights_type: NECB_Default :overhead_door_cond: NECB_Default :primary_heating_fuel: Electricity :pv_ground_azimuth_angle: NECB_Default :pv_ground_module_description: NECB_Default :pv_ground_tilt_angle: NECB_Default :pv_ground_total_area_pv_panels_m2: NECB_Default :pv_ground_type: NECB_Default :rotation_degrees: NECB_Default :run_annual_simulation: true :s3_bucket: '834599497928' :scale_x: NECB_Default :scale_y: NECB_Default :scale_z: NECB_Default :shw_eff: NECB_Default :skylight_cond: NECB_Default :skylight_solar_trans: NECB_Default :srr_set: NECB_Default :template: NECB2015 | 0.00030494 | TRUE | 1394.265 |  | https://s3.console.aws.amazon.com/s3/buckets/834599497928?region=ca-central-1&prefix=sara.gilani/baseline-2021-03-24/6a87033d-ede6-4783-acf8-880bd0e50e61/output/3657babd-0139-45bf-aad3-48e9d7cce90d/ | 1.0.002 | 0 | 0 |  | 0 | 0 | tier_1 | 0
610 | 0 |  | NECB_Default | NECB_Default | NECB_Default | NECB_Default | NECB_Default | NECB_Default | NECB_Default | NECB_Default | Outpatient | NECB2017 | CAN_QC_Montreal-Trudeau.Intl.AP.716270_CWEC2016.epw | Electricity | NECB_Default | NECB_Default | NECB_Default | NECB_Default | NECB_Default | NECB_Default | NECB_Default | NECB_Default | NECB_Default | NECB_Default | NECB_Default | NECB_Default | NECB_Default | NECB_Default | NECB_Default | NECB_Default | NECB_Default | NECB_Default | NECB_Default | NECB_Default | NECB_Default | NECB_Default | NECB_Default | NECB_Default | NECB_Default | NECB_Default | NECB_Default | aws_batch | 834599497928 | [5 empty] | baseline-2021-03-24 | 6a87033d-ede6-4783-acf8-880bd0e50e61 | TRUE | TRUE | 799f0995-5ada-4cc3-9ffd-1f26f9899bd2 |  | 3804.01 | 2926.6316 | 37.3 | Outpatient |  |  | 2 | Outpatient | 3 |  | 3 | NECB2017 | 0.24527 | 11932.1528 | 93.7277 | 36.2694 | 67.6405 | 4.9547 | 542.4491 | 339.8568 | MONTREAL | QUEBEC | 0.24308 | 0 | 0 | 0.24308 | 15.4819 | 0 | 0 | 15.4819 | 0 | 0.049924 | 0 | 0 | 0.62553 | 0.09333 | 0.025652 | 0.15562 | 0.081779 | 0.15952 | 0 | 0.0045741 | 0.62553 | 0.054658 | 72.7773 | 0 | Electricity | 37.3 | 0.757 | [5 empty] | 0.156 | 0.247 | 1.9 | 1.9 | 2 | Montreal-Trudeau Intl AP | CAN | 323 | 4090 | 45.471 | -73.741 | 6 | 4400 | QC | CAN_QC_Montreal-Trudeau.Intl.AP.716270_CWEC2016.epw | 0 | 0.56886 | 0.0028171 | 207.92 | 0 | 201.9337 | 2.7806 | 0.01377 | 1016.3 | 0.1 | 2021-03-24 15:33:51 +0000 | eef80c06 | 0.2.11 | :adv_dx_units: NECB_Default :analysis_id: 6a87033d-ede6-4783-acf8-880bd0e50e61 :analysis_name: baseline-2021-03-24 :boiler_eff: NECB_Default :btap_batch_version: 1.0.002 :building_type: Outpatient :compute_environment: aws_batch :datapoint_id: 799f0995-5ada-4cc3-9ffd-1f26f9899bd2 :daylighting_type: NECB_Default :dcv_type: NECB_Default :door_construction_cond: NECB_Default :ecm_system_name: NECB_Default :enable_costing: true :epw_file: CAN_QC_Montreal-Trudeau.Intl.AP.716270_CWEC2016.epw :erv_package: NECB_Default :ext_floor_cond: NECB_Default :ext_roof_cond: NECB_Default :ext_wall_cond: NECB_Default :fdwr_set: NECB_Default :fixed_wind_solar_trans: NECB_Default :fixed_window_cond: NECB_Default :furnace_eff: NECB_Default :glass_door_cond: NECB_Default :glass_door_solar_trans: NECB_Default :ground_floor_cond: NECB_Default :ground_roof_cond: NECB_Default :ground_wall_cond: NECB_Default :lights_scale: NECB_Default :lights_type: NECB_Default :overhead_door_cond: NECB_Default :primary_heating_fuel: Electricity :pv_ground_azimuth_angle: NECB_Default :pv_ground_module_description: NECB_Default :pv_ground_tilt_angle: NECB_Default :pv_ground_total_area_pv_panels_m2: NECB_Default :pv_ground_type: NECB_Default :rotation_degrees: NECB_Default :run_annual_simulation: true :s3_bucket: '834599497928' :scale_x: NECB_Default :scale_y: NECB_Default :scale_z: NECB_Default :shw_eff: NECB_Default :skylight_cond: NECB_Default :skylight_solar_trans: NECB_Default :srr_set: NECB_Default :template: NECB2017 | 0.00047056 | TRUE | 1393.0338 |  | https://s3.console.aws.amazon.com/s3/buckets/834599497928?region=ca-central-1&prefix=sara.gilani/baseline-2021-03-24/6a87033d-ede6-4783-acf8-880bd0e50e61/output/799f0995-5ada-4cc3-9ffd-1f26f9899bd2/ | 1.0.002 | 0 | 0 |  | 0 | 0 | tier_1 | 0
611 | 0 |  | NECB_Default | NECB_Default | NECB_Default | NECB_Default | NECB_Default | NECB_Default | NECB_Default | NECB_Default | Outpatient | NECB2011 | CAN_AB_Calgary.Intl.AP.718770_CWEC2016.epw | NaturalGas | NECB_Default | NECB_Default | NECB_Default | NECB_Default | NECB_Default | NECB_Default | NECB_Default | NECB_Default | NECB_Default | NECB_Default | NECB_Default | NECB_Default | NECB_Default | NECB_Default | NECB_Default | NECB_Default | NECB_Default | NECB_Default | NECB_Default | NECB_Default | NECB_Default | NECB_Default | NECB_Default | NECB_Default | NECB_Default | NECB_Default | NECB_Default | aws_batch | 834599497928 | [5 empty] | baseline-2021-03-24 | 6a87033d-ede6-4783-acf8-880bd0e50e61 | TRUE | TRUE | f42b0584-b077-4143-b3ac-529eea076e93 |  | 3804.01 | 2926.6316 | 33.3 | Outpatient |  |  | 5 | Outpatient | 3 |  | 3 | NECB2011 | 0.24527 | 11932.1528 | 91.4912 | 61.4309 | 67.6392 | 3.492 | 528.2716 | 304.2184 | CALGARY | ALBERTA | 91.1283 | 24.5024 | 0 | 115.6307 | 8.6371 | 1.748 | 0 | 10.3851 | 0 | 0.032939 | 0 | 0 | 0.41524 | 0.11747 | 0 | 0.40705 | 0.08062 | 0.17498 | 0.48556 | 0.0089485 | 0.90081 | 0.078515 | 37.9546 | 96.8002 | Natural Gas | 33.3 | 0.757 | [5 empty] | 0.162 | 0.21 | 2.2 | 2.2 | 5 | Calgary Intl AP | CAN | 64 | 4781 | 51.114 | -114.02 | 7a | 5000 | AB | CAN_AB_Calgary.Intl.AP.718770_CWEC2016.epw | 0 | 0 | 0 | 0 | 298.67 | 196.9153 | 2.9674 | 0.01507 | 1084.6 | 0.1 | 2021-03-24 15:34:53 +0000 | eef80c06 | 0.2.11 | :adv_dx_units: NECB_Default :analysis_id: 6a87033d-ede6-4783-acf8-880bd0e50e61 :analysis_name: baseline-2021-03-24 :boiler_eff: NECB_Default :btap_batch_version: 1.0.002 :building_type: Outpatient :compute_environment: aws_batch :datapoint_id: f42b0584-b077-4143-b3ac-529eea076e93 :daylighting_type: NECB_Default :dcv_type: NECB_Default :door_construction_cond: NECB_Default :ecm_system_name: NECB_Default :enable_costing: true :epw_file: CAN_AB_Calgary.Intl.AP.718770_CWEC2016.epw :erv_package: NECB_Default :ext_floor_cond: NECB_Default :ext_roof_cond: NECB_Default :ext_wall_cond: NECB_Default :fdwr_set: NECB_Default :fixed_wind_solar_trans: NECB_Default :fixed_window_cond: NECB_Default :furnace_eff: NECB_Default :glass_door_cond: NECB_Default :glass_door_solar_trans: NECB_Default :ground_floor_cond: NECB_Default :ground_roof_cond: NECB_Default :ground_wall_cond: NECB_Default :lights_scale: NECB_Default :lights_type: NECB_Default :overhead_door_cond: NECB_Default :primary_heating_fuel: NaturalGas :pv_ground_azimuth_angle: NECB_Default :pv_ground_module_description: NECB_Default :pv_ground_tilt_angle: NECB_Default :pv_ground_total_area_pv_panels_m2: NECB_Default :pv_ground_type: NECB_Default :rotation_degrees: NECB_Default :run_annual_simulation: true :s3_bucket: '834599497928' :scale_x: NECB_Default :scale_y: NECB_Default :scale_z: NECB_Default :shw_eff: NECB_Default :skylight_cond: NECB_Default :skylight_solar_trans: NECB_Default :srr_set: NECB_Default :template: NECB2011 | 0.00028391 | TRUE | 1455.8249 |  | https://s3.console.aws.amazon.com/s3/buckets/834599497928?region=ca-central-1&prefix=sara.gilani/baseline-2021-03-24/6a87033d-ede6-4783-acf8-880bd0e50e61/output/f42b0584-b077-4143-b3ac-529eea076e93/ | 1.0.002 | 0 | 0 |  | 0 | 0 | tier_1 | 0
612 | 0 |  | NECB_Default | NECB_Default | NECB_Default | NECB_Default | NECB_Default | NECB_Default | NECB_Default | NECB_Default | Outpatient | NECB2017 | CAN_AB_Edmonton.Intl.AP.711230_CWEC2016.epw | Electricity | NECB_Default | NECB_Default | NECB_Default | NECB_Default | NECB_Default | NECB_Default | NECB_Default | NECB_Default | NECB_Default | NECB_Default | NECB_Default | NECB_Default | NECB_Default | NECB_Default | NECB_Default | NECB_Default | NECB_Default | NECB_Default | NECB_Default | NECB_Default | NECB_Default | NECB_Default | NECB_Default | NECB_Default | NECB_Default | NECB_Default | NECB_Default | aws_batch | 834599497928 | [5 empty] | baseline-2021-03-24 | 6a87033d-ede6-4783-acf8-880bd0e50e61 | TRUE | TRUE | 8b36c136-2d4e-4b21-a7e3-65d324d4d619 |  | 3804.01 | 2926.6316 | 32.5 | Outpatient |  |  | 2 | Outpatient | 3 |  | 3 | NECB2017 | 0.24527 | 11932.1528 | 93.9978 | 34.59 | 73.2845 | 4.9904 | 547.6345 | 340.7719 | EDMONTON | ALBERTA | 139.2554 | 0 | 0 | 139.2554 | 13.1985 | 0 | 0 | 13.1985 | 0 | 0.0295 | 0 | 0 | 0.63454 | 0.097079 | 0.025883 | 0.17651 | 0.081779 | 0.15952 | 0 | 0.003746 | 0.63454 | 0.060173 | 93.8142 | 0 | Electricity | 32.5 | 0.757 | [5 empty] | 0.138 | 0.21 | 1.9 | 1.9 | 2 | Edmonton Intl AP | CAN | 23 | 5588 | 53.31 | -113.579 | 7a | 5120 | AB | CAN_AB_Edmonton.Intl.AP.711230_CWEC2016.epw | 0 | 0.62627 | 0.0031013 | 228.9 | 0 | 201.9337 | 2.7806 | 0.01377 | 1016.3 | 0.1 | 2021-03-24 15:34:43 +0000 | eef80c06 | 0.2.11 | :adv_dx_units: NECB_Default :analysis_id: 6a87033d-ede6-4783-acf8-880bd0e50e61 :analysis_name: baseline-2021-03-24 :boiler_eff: NECB_Default :btap_batch_version: 1.0.002 :building_type: Outpatient :compute_environment: aws_batch :datapoint_id: 8b36c136-2d4e-4b21-a7e3-65d324d4d619 :daylighting_type: NECB_Default :dcv_type: NECB_Default :door_construction_cond: NECB_Default :ecm_system_name: NECB_Default :enable_costing: true :epw_file: CAN_AB_Edmonton.Intl.AP.711230_CWEC2016.epw :erv_package: NECB_Default :ext_floor_cond: NECB_Default :ext_roof_cond: NECB_Default :ext_wall_cond: NECB_Default :fdwr_set: NECB_Default :fixed_wind_solar_trans: NECB_Default :fixed_window_cond: NECB_Default :furnace_eff: NECB_Default :glass_door_cond: NECB_Default :glass_door_solar_trans: NECB_Default :ground_floor_cond: NECB_Default :ground_roof_cond: NECB_Default :ground_wall_cond: NECB_Default :lights_scale: NECB_Default :lights_type: NECB_Default :overhead_door_cond: NECB_Default :primary_heating_fuel: Electricity :pv_ground_azimuth_angle: NECB_Default :pv_ground_module_description: NECB_Default :pv_ground_tilt_angle: NECB_Default :pv_ground_total_area_pv_panels_m2: NECB_Default :pv_ground_type: NECB_Default :rotation_degrees: NECB_Default :run_annual_simulation: true :s3_bucket: '834599497928' :scale_x: NECB_Default :scale_y: NECB_Default :scale_z: NECB_Default :shw_eff: NECB_Default :skylight_cond: NECB_Default :skylight_solar_trans: NECB_Default :srr_set: NECB_Default :template: NECB2017 | 0.00035752 | TRUE | 1394.3554 |  | https://s3.console.aws.amazon.com/s3/buckets/834599497928?region=ca-central-1&prefix=sara.gilani/baseline-2021-03-24/6a87033d-ede6-4783-acf8-880bd0e50e61/output/8b36c136-2d4e-4b21-a7e3-65d324d4d619/ | 1.0.002 | 0 | 0 |  | 0 | 0 | tier_1 | 0
613 | 0 |  | NECB_Default | NECB_Default | NECB_Default | NECB_Default | NECB_Default | NECB_Default | NECB_Default | NECB_Default | Outpatient | NECB2011 | CAN_BC_Vancouver.Intl.AP.718920_CWEC2016.epw | NaturalGas | NECB_Default | NECB_Default | NECB_Default | NECB_Default | NECB_Default | NECB_Default | NECB_Default | NECB_Default | NECB_Default | NECB_Default | NECB_Default | NECB_Default | NECB_Default | NECB_Default | NECB_Default | NECB_Default | NECB_Default | NECB_Default | NECB_Default | NECB_Default | NECB_Default | NECB_Default | NECB_Default | NECB_Default | NECB_Default | NECB_Default | NECB_Default | aws_batch | 834599497928 | [5 empty] | baseline-2021-03-24 | 6a87033d-ede6-4783-acf8-880bd0e50e61 | TRUE | TRUE | 06aab00b-f053-4336-b0c5-b08e91a74474 |  | 3804.01 | 2926.6316 | 40 | Outpatient |  |  | 5 | Outpatient | 3 |  | 3 | NECB2011 | 0.24527 | 11932.1528 | 87.5524 | 58.9882 | 61.4032 | 3.3599 | 504.5369 | 293.2331 | VANCOUVER | BRITISH COLUMBIA | 1.1519 | 16.9309 | 0 | 18.0828 | 11.5028 | 3.7983 | 0 | 15.3011 | 0 | 0.033296 | 0 | 0 | 0.40646 | 0.10999 | 0 | 0.26511 | 0.08062 | 0.17498 | 0.33583 | 0.0072108 | 0.74229 | 0.070723 | 35.841 | 56.2099 | Natural Gas | 40 | 0.757 | [5 empty] | 0.227 | 0.315 | 2.4 | 2.4 | 5 | Vancouver Intl AP | CAN | 42 | 2797 | 49.195 | -123.184 | 4 | 2800 | BC | CAN_BC_Vancouver.Intl.AP.718920_CWEC2016.epw | 0 | 0 | 0 | 0 | 269.03 | 190.8109 | 2.9674 | 0.015552 | 1084.6 | 0.1 | 2021-03-24 15:34:10 +0000 | eef80c06 | 0.2.11 | :adv_dx_units: NECB_Default :analysis_id: 6a87033d-ede6-4783-acf8-880bd0e50e61 :analysis_name: baseline-2021-03-24 :boiler_eff: NECB_Default :btap_batch_version: 1.0.002 :building_type: Outpatient :compute_environment: aws_batch :datapoint_id: 06aab00b-f053-4336-b0c5-b08e91a74474 :daylighting_type: NECB_Default :dcv_type: NECB_Default :door_construction_cond: NECB_Default :ecm_system_name: NECB_Default :enable_costing: true :epw_file: CAN_BC_Vancouver.Intl.AP.718920_CWEC2016.epw :erv_package: NECB_Default :ext_floor_cond: NECB_Default :ext_roof_cond: NECB_Default :ext_wall_cond: NECB_Default :fdwr_set: NECB_Default :fixed_wind_solar_trans: NECB_Default :fixed_window_cond: NECB_Default :furnace_eff: NECB_Default :glass_door_cond: NECB_Default :glass_door_solar_trans: NECB_Default :ground_floor_cond: NECB_Default :ground_roof_cond: NECB_Default :ground_wall_cond: NECB_Default :lights_scale: NECB_Default :lights_type: NECB_Default :overhead_door_cond: NECB_Default :primary_heating_fuel: NaturalGas :pv_ground_azimuth_angle: NECB_Default :pv_ground_module_description: NECB_Default :pv_ground_tilt_angle: NECB_Default :pv_ground_total_area_pv_panels_m2: NECB_Default :pv_ground_type: NECB_Default :rotation_degrees: NECB_Default :run_annual_simulation: true :s3_bucket: '834599497928' :scale_x: NECB_Default :scale_y: NECB_Default :scale_z: NECB_Default :shw_eff: NECB_Default :skylight_cond: NECB_Default :skylight_solar_trans: NECB_Default :srr_set: NECB_Default :template: NECB2011 | 0.00035752 | TRUE | 1515.6336 |  | https://s3.console.aws.amazon.com/s3/buckets/834599497928?region=ca-central-1&prefix=sara.gilani/baseline-2021-03-24/6a87033d-ede6-4783-acf8-880bd0e50e61/output/06aab00b-f053-4336-b0c5-b08e91a74474/ | 1.0.002 | 0 | 0 |  | 0 | 0 | tier_1 | 0
614 | 0 |  | NECB_Default | NECB_Default | NECB_Default | NECB_Default | NECB_Default | NECB_Default | NECB_Default | NECB_Default | Outpatient | NECB2015 | CAN_QC_Montreal-Trudeau.Intl.AP.716270_CWEC2016.epw | NaturalGas | NECB_Default | NECB_Default | NECB_Default | NECB_Default | NECB_Default | NECB_Default | NECB_Default | NECB_Default | NECB_Default | NECB_Default | NECB_Default | NECB_Default | NECB_Default | NECB_Default | NECB_Default | NECB_Default | NECB_Default | NECB_Default | NECB_Default | NECB_Default | NECB_Default | NECB_Default | NECB_Default | NECB_Default | NECB_Default | NECB_Default | NECB_Default | aws_batch | 834599497928 | [5 empty] | baseline-2021-03-24 | 6a87033d-ede6-4783-acf8-880bd0e50e61 | TRUE | TRUE | 260982ea-74f3-4805-ac43-73c90d2d4894 |  | 3804.01 | 2926.6316 | 37.3 | Outpatient |  |  | 5 | Outpatient | 3 |  | 3 | NECB2015 | 0.24527 | 11932.1528 | 90.5002 | 64.8659 | 69.0492 | 3.4786 | 528.9634 | 301.0696 | MONTREAL | QUEBEC | 0.16937 | 21.7411 | 0 | 21.9105 | 10.7874 | 5.6949 | 0 | 16.4823 | 0 | 0.057087 | 0 | 0 | 0.43585 | 0.10282 | 0 | 0.37045 | 0.081779 | 0.18271 | 0.4401 | 0.010899 | 0.87595 | 0.069648 | 44.1079 | 88.3125 | Natural Gas | 37.3 | 0.757 | [5 empty] | 0.183 | 0.247 | 2.2 | 2.2 | 5 | Montreal-Trudeau Intl AP | CAN | 323 | 4090 | 45.471 | -73.741 | 6 | 4400 | QC | CAN_QC_Montreal-Trudeau.Intl.AP.716270_CWEC2016.epw | 0 | 0 | 0 | 0 | 264.94 | 201.9337 | 2.7806 | 0.01377 | 1016.3 | 0.1 | 2021-03-24 15:34:39 +0000 | eef80c06 | 0.2.11 | :adv_dx_units: NECB_Default :analysis_id: 6a87033d-ede6-4783-acf8-880bd0e50e61 :analysis_name: baseline-2021-03-24 :boiler_eff: NECB_Default :btap_batch_version: 1.0.002 :building_type: Outpatient :compute_environment: aws_batch :datapoint_id: 260982ea-74f3-4805-ac43-73c90d2d4894 :daylighting_type: NECB_Default :dcv_type: NECB_Default :door_construction_cond: NECB_Default :ecm_system_name: NECB_Default :enable_costing: true :epw_file: CAN_QC_Montreal-Trudeau.Intl.AP.716270_CWEC2016.epw :erv_package: NECB_Default :ext_floor_cond: NECB_Default :ext_roof_cond: NECB_Default :ext_wall_cond: NECB_Default :fdwr_set: NECB_Default :fixed_wind_solar_trans: NECB_Default :fixed_window_cond: NECB_Default :furnace_eff: NECB_Default :glass_door_cond: NECB_Default :glass_door_solar_trans: NECB_Default :ground_floor_cond: NECB_Default :ground_roof_cond: NECB_Default :ground_wall_cond: NECB_Default :lights_scale: NECB_Default :lights_type: NECB_Default :overhead_door_cond: NECB_Default :primary_heating_fuel: NaturalGas :pv_ground_azimuth_angle: NECB_Default :pv_ground_module_description: NECB_Default :pv_ground_tilt_angle: NECB_Default :pv_ground_total_area_pv_panels_m2: NECB_Default :pv_ground_type: NECB_Default :rotation_degrees: NECB_Default :run_annual_simulation: true :s3_bucket: '834599497928' :scale_x: NECB_Default :scale_y: NECB_Default :scale_z: NECB_Default :shw_eff: NECB_Default :skylight_cond: NECB_Default :skylight_solar_trans: NECB_Default :srr_set: NECB_Default :template: NECB2015 | 0.00055468 | TRUE | 1456.8402 |  | https://s3.console.aws.amazon.com/s3/buckets/834599497928?region=ca-central-1&prefix=sara.gilani/baseline-2021-03-24/6a87033d-ede6-4783-acf8-880bd0e50e61/output/260982ea-74f3-4805-ac43-73c90d2d4894/ | 1.0.002 | 0 | 0 |  | 0 | 0 | tier_1 | 0
615 | 0 |  | NECB_Default | NECB_Default | NECB_Default | NECB_Default | NECB_Default | NECB_Default | NECB_Default | NECB_Default | Outpatient | NECB2017 | CAN_QC_Montreal-Trudeau.Intl.AP.716270_CWEC2016.epw | NaturalGas | NECB_Default | NECB_Default | NECB_Default | NECB_Default | NECB_Default | NECB_Default | NECB_Default | NECB_Default | NECB_Default | NECB_Default | NECB_Default | NECB_Default | NECB_Default | NECB_Default | NECB_Default | NECB_Default | NECB_Default | NECB_Default | NECB_Default | NECB_Default | NECB_Default | NECB_Default | NECB_Default | NECB_Default | NECB_Default | NECB_Default | NECB_Default | aws_batch | 834599497928 | [5 empty] | baseline-2021-03-24 | 6a87033d-ede6-4783-acf8-880bd0e50e61 | TRUE | TRUE | fdff6217-434a-4fc3-8cf7-3ab177f56940 |  | 3804.01 | 2926.6316 | 37.3 | Outpatient |  |  | 2 | Outpatient | 3 |  | 3 | NECB2017 | 0.24527 | 11932.1528 | 93.7277 | 62.7355 | 67.6405 | 3.4786 | 552.5022 | 324.92 | MONTREAL | QUEBEC | 0.16358 | 12.9477 | 0 | 13.1112 | 10.4184 | 3.3915 | 0 | 13.8099 | 0 | 0.050163 | 0 | 0 | 0.42095 | 0.093628 | 0.025652 | 0.19245 | 0.081779 | 0.15952 | 0.2621 | 0.0097371 | 0.68304 | 0.069645 | 40.313 | 71.5318 | Natural Gas | 37.3 | 0.757 | [5 empty] | 0.156 | 0.247 | 1.9 | 1.9 | 2 | Montreal-Trudeau Intl AP | CAN | 323 | 4090 | 45.471 | -73.741 | 6 | 4400 | QC | CAN_QC_Montreal-Trudeau.Intl.AP.716270_CWEC2016.epw | 0 | 0 | 0 | 0 | 264.93 | 201.9337 | 2.7806 | 0.01377 | 1016.3 | 0.1 | 2021-03-24 15:34:19 +0000 | eef80c06 | 0.2.11 | :adv_dx_units: NECB_Default :analysis_id: 6a87033d-ede6-4783-acf8-880bd0e50e61 :analysis_name: baseline-2021-03-24 :boiler_eff: NECB_Default :btap_batch_version: 1.0.002 :building_type: Outpatient :compute_environment: aws_batch :datapoint_id: fdff6217-434a-4fc3-8cf7-3ab177f56940 :daylighting_type: NECB_Default :dcv_type: NECB_Default :door_construction_cond: NECB_Default :ecm_system_name: NECB_Default :enable_costing: true :epw_file: CAN_QC_Montreal-Trudeau.Intl.AP.716270_CWEC2016.epw :erv_package: NECB_Default :ext_floor_cond: NECB_Default :ext_roof_cond: NECB_Default :ext_wall_cond: NECB_Default :fdwr_set: NECB_Default :fixed_wind_solar_trans: NECB_Default :fixed_window_cond: NECB_Default :furnace_eff: NECB_Default :glass_door_cond: NECB_Default :glass_door_solar_trans: NECB_Default :ground_floor_cond: NECB_Default :ground_roof_cond: NECB_Default :ground_wall_cond: NECB_Default :lights_scale: NECB_Default :lights_type: NECB_Default :overhead_door_cond: NECB_Default :primary_heating_fuel: NaturalGas :pv_ground_azimuth_angle: NECB_Default :pv_ground_module_description: NECB_Default :pv_ground_tilt_angle: NECB_Default :pv_ground_total_area_pv_panels_m2: NECB_Default :pv_ground_type: NECB_Default :rotation_degrees: NECB_Default :run_annual_simulation: true :s3_bucket: '834599497928' :scale_x: NECB_Default :scale_y: NECB_Default :scale_z: NECB_Default :shw_eff: NECB_Default :skylight_cond: NECB_Default :skylight_solar_trans: NECB_Default :srr_set: NECB_Default :template: NECB2017 | 0.00047056 | TRUE | 1397.2117 |  | https://s3.console.aws.amazon.com/s3/buckets/834599497928?region=ca-central-1&prefix=sara.gilani/baseline-2021-03-24/6a87033d-ede6-4783-acf8-880bd0e50e61/output/fdff6217-434a-4fc3-8cf7-3ab177f56940/ | 1.0.002 | 0 | 0 |  | 0 | 0 | tier_1 | 0
616 | 0 |  | NECB_Default | NECB_Default | NECB_Default | NECB_Default | NECB_Default | NECB_Default | NECB_Default | NECB_Default | Outpatient | NECB2017 | CAN_AB_Calgary.Intl.AP.718770_CWEC2016.epw | Electricity | NECB_Default | NECB_Default | NECB_Default | NECB_Default | NECB_Default | NECB_Default | NECB_Default | NECB_Default | NECB_Default | NECB_Default | NECB_Default | NECB_Default | NECB_Default | NECB_Default | NECB_Default | NECB_Default | NECB_Default | NECB_Default | NECB_Default | NECB_Default | NECB_Default | NECB_Default | NECB_Default | NECB_Default | NECB_Default | NECB_Default | NECB_Default | aws_batch | 834599497928 | [5 empty] | baseline-2021-03-24 | 6a87033d-ede6-4783-acf8-880bd0e50e61 | TRUE | TRUE | ed85e96f-748a-4d1b-9313-2c57e0a3c722 |  | 3804.01 | 2926.6316 | 33.3 | Outpatient |  |  | 2 | Outpatient | 3 |  | 3 | NECB2017 | 0.24527 | 11932.1528 | 94.0739 | 34.3066 | 72.3771 | 4.9908 | 553.4863 | 347.7379 | CALGARY | ALBERTA | 131.1163 | 0 | 0 | 131.1163 | 12.4271 | 0 | 0 | 12.4271 | 0 | 0.033354 | 0 | 0 | 0.59746 | 0.10206 | 0.025839 | 0.13325 | 0.081779 | 0.15952 | 0 | 0.0036698 | 0.59746 | 0.057576 | 61.0609 | 0 | Electricity | 33.3 | 0.757 | [5 empty] | 0.138 | 0.21 | 1.9 | 1.9 | 2 | Calgary Intl AP | CAN | 64 | 4781 | 51.114 | -114.02 | 7a | 5000 | AB | CAN_AB_Calgary.Intl.AP.718770_CWEC2016.epw | 0 | 0.59923 | 0.0029675 | 219.02 | 0 | 201.9337 | 2.7806 | 0.01377 | 1016.3 | 0.1 | 2021-03-24 15:34:29 +0000 | eef80c06 | 0.2.11 | :adv_dx_units: NECB_Default :analysis_id: 6a87033d-ede6-4783-acf8-880bd0e50e61 :analysis_name: baseline-2021-03-24 :boiler_eff: NECB_Default :btap_batch_version: 1.0.002 :building_type: Outpatient :compute_environment: aws_batch :datapoint_id: ed85e96f-748a-4d1b-9313-2c57e0a3c722 :daylighting_type: NECB_Default :dcv_type: NECB_Default :door_construction_cond: NECB_Default :ecm_system_name: NECB_Default :enable_costing: true :epw_file: CAN_AB_Calgary.Intl.AP.718770_CWEC2016.epw :erv_package: NECB_Default :ext_floor_cond: NECB_Default :ext_roof_cond: NECB_Default :ext_wall_cond: NECB_Default :fdwr_set: NECB_Default :fixed_wind_solar_trans: NECB_Default :fixed_window_cond: NECB_Default :furnace_eff: NECB_Default :glass_door_cond: NECB_Default :glass_door_solar_trans: NECB_Default :ground_floor_cond: NECB_Default :ground_roof_cond: NECB_Default :ground_wall_cond: NECB_Default :lights_scale: NECB_Default :lights_type: NECB_Default :overhead_door_cond: NECB_Default :primary_heating_fuel: Electricity :pv_ground_azimuth_angle: NECB_Default :pv_ground_module_description: NECB_Default :pv_ground_tilt_angle: NECB_Default :pv_ground_total_area_pv_panels_m2: NECB_Default :pv_ground_type: NECB_Default :rotation_degrees: NECB_Default :run_annual_simulation: true :s3_bucket: '834599497928' :scale_x: NECB_Default :scale_y: NECB_Default :scale_z: NECB_Default :shw_eff: NECB_Default :skylight_cond: NECB_Default :skylight_solar_trans: NECB_Default :srr_set: NECB_Default :template: NECB2017 | 0.00041272 | TRUE | 1395.5364 |  | https://s3.console.aws.amazon.com/s3/buckets/834599497928?region=ca-central-1&prefix=sara.gilani/baseline-2021-03-24/6a87033d-ede6-4783-acf8-880bd0e50e61/output/ed85e96f-748a-4d1b-9313-2c57e0a3c722/ | 1.0.002 | 0 | 0 |  | 0 | 0 | tier_1 | 0
617 | 0 |  | NECB_Default | NECB_Default | NECB_Default | NECB_Default | NECB_Default | NECB_Default | NECB_Default | NECB_Default | Outpatient | NECB2017 | CAN_ON_Toronto.Pearson.Intl.AP.716240_CWEC2016.epw | Electricity | NECB_Default | NECB_Default | NECB_Default | NECB_Default | NECB_Default | NECB_Default | NECB_Default | NECB_Default | NECB_Default | NECB_Default | NECB_Default | NECB_Default | NECB_Default | NECB_Default | NECB_Default | NECB_Default | NECB_Default | NECB_Default | NECB_Default | NECB_Default | NECB_Default | NECB_Default | NECB_Default | NECB_Default | NECB_Default | NECB_Default | NECB_Default | aws_batch | 834599497928 | [5 empty] | baseline-2021-03-24 | 6a87033d-ede6-4783-acf8-880bd0e50e61 | TRUE | TRUE | da4bbcb7-b37f-44da-b909-4a8307526bb1 |  | 3804.01 | 2926.6316 | 40 | Outpatient |  |  | 2 | Outpatient | 3 |  | 3 | NECB2017 | 0.24527 | 11932.1528 | 100.3985 | 36.5092 | 72.7357 | 5.0019 | 564.1717 | 349.5263 | TORONTO | ONTARIO | 3.3726 | 0 | 0 | 3.3726 | 27.021 | 0 | 0 | 27.021 | 0 | 0.054889 | 0 | 0 | 0.60721 | 0.098215 | 0.025639 | 0.12873 | 0.081779 | 0.15952 | 0 | 0.0049106 | 0.60721 | 0.053026 | 57.548 | 0 | Electricity | 40 | 0.757 | [5 empty] | 0.156 | 0.278 | 1.9 | 1.9 | 2 | Toronto Pearson Intl AP | CAN | 382 | 3615 | 43.677 | -79.631 | 5 | 3890 | ON | CAN_ON_Toronto.Pearson.Intl.AP.716240_CWEC2016.epw | 0 | 0.55187 | 0.0027329 | 201.71 | 0 | 201.9337 | 2.7806 | 0.01377 | 1016.3 | 0.1 | 2021-03-24 15:34:23 +0000 | eef80c06 | 0.2.11 | :adv_dx_units: NECB_Default :analysis_id: 6a87033d-ede6-4783-acf8-880bd0e50e61 :analysis_name: baseline-2021-03-24 :boiler_eff: NECB_Default :btap_batch_version: 1.0.002 :building_type: Outpatient :compute_environment: aws_batch :datapoint_id: da4bbcb7-b37f-44da-b909-4a8307526bb1 :daylighting_type: NECB_Default :dcv_type: NECB_Default :door_construction_cond: NECB_Default :ecm_system_name: NECB_Default :enable_costing: true :epw_file: CAN_ON_Toronto.Pearson.Intl.AP.716240_CWEC2016.epw :erv_package: NECB_Default :ext_floor_cond: NECB_Default :ext_roof_cond: NECB_Default :ext_wall_cond: NECB_Default :fdwr_set: NECB_Default :fixed_wind_solar_trans: NECB_Default :fixed_window_cond: NECB_Default :furnace_eff: NECB_Default :glass_door_cond: NECB_Default :glass_door_solar_trans: NECB_Default :ground_floor_cond: NECB_Default :ground_roof_cond: NECB_Default :ground_wall_cond: NECB_Default :lights_scale: NECB_Default :lights_type: NECB_Default :overhead_door_cond: NECB_Default :primary_heating_fuel: Electricity :pv_ground_azimuth_angle: NECB_Default :pv_ground_module_description: NECB_Default :pv_ground_tilt_angle: NECB_Default :pv_ground_total_area_pv_panels_m2: NECB_Default :pv_ground_type: NECB_Default :rotation_degrees: NECB_Default :run_annual_simulation: true :s3_bucket: '834599497928' :scale_x: NECB_Default :scale_y: NECB_Default :scale_z: NECB_Default :shw_eff: NECB_Default :skylight_cond: NECB_Default :skylight_solar_trans: NECB_Default :srr_set: NECB_Default :template: NECB2017 | 0.00050473 | TRUE | 1394.7918 |  | https://s3.console.aws.amazon.com/s3/buckets/834599497928?region=ca-central-1&prefix=sara.gilani/baseline-2021-03-24/6a87033d-ede6-4783-acf8-880bd0e50e61/output/da4bbcb7-b37f-44da-b909-4a8307526bb1/ | 1.0.002 | 0 | 0 |  | 0 | 0 | tier_1 | 0
618 | 0 |  | NECB_Default | NECB_Default | NECB_Default | NECB_Default | NECB_Default | NECB_Default | NECB_Default | NECB_Default | Outpatient | NECB2015 | CAN_AB_Calgary.Intl.AP.718770_CWEC2016.epw | NaturalGas | NECB_Default | NECB_Default | NECB_Default | NECB_Default | NECB_Default | NECB_Default | NECB_Default | NECB_Default | NECB_Default | NECB_Default | NECB_Default | NECB_Default | NECB_Default | NECB_Default | NECB_Default | NECB_Default | NECB_Default | NECB_Default | NECB_Default | NECB_Default | NECB_Default | NECB_Default | NECB_Default | NECB_Default | NECB_Default | NECB_Default | NECB_Default | aws_batch | 834599497928 | [5 empty] | baseline-2021-03-24 | 6a87033d-ede6-4783-acf8-880bd0e50e61 | TRUE | TRUE | e38f2a24-7629-48d6-bdd0-57e1030e3b71 |  | 3804.01 | 2926.6316 | 33.3 | Outpatient |  |  | 5 | Outpatient | 3 |  | 3 | NECB2015 | 0.24527 | 11932.1528 | 91.4912 | 62.0784 | 73.8885 | 3.492 | 542.3088 | 311.3587 | CALGARY | ALBERTA | 92.2966 | 20.2582 | 0 | 112.5547 | 8.7478 | 1.4452 | 0 | 10.193 | 0 | 0.033105 | 0 | 0 | 0.42057 | 0.11257 | 0 | 0.32828 | 0.081779 | 0.18271 | 0.40146 | 0.010145 | 0.82202 | 0.073175 | 39.6886 | 77.1853 | Natural Gas | 33.3 | 0.757 | [5 empty] | 0.162 | 0.21 | 2.2 | 2.2 | 5 | Calgary Intl AP | CAN | 64 | 4781 | 51.114 | -114.02 | 7a | 5000 | AB | CAN_AB_Calgary.Intl.AP.718770_CWEC2016.epw | 0 | 0 | 0 | 0 | 278.36 | 201.9337 | 2.7806 | 0.01377 | 1016.3 | 0.1 | 2021-03-24 15:35:05 +0000 | eef80c06 | 0.2.11 | :adv_dx_units: NECB_Default :analysis_id: 6a87033d-ede6-4783-acf8-880bd0e50e61 :analysis_name: baseline-2021-03-24 :boiler_eff: NECB_Default :btap_batch_version: 1.0.002 :building_type: Outpatient :compute_environment: aws_batch :datapoint_id: e38f2a24-7629-48d6-bdd0-57e1030e3b71 :daylighting_type: NECB_Default :dcv_type: NECB_Default :door_construction_cond: NECB_Default :ecm_system_name: NECB_Default :enable_costing: true :epw_file: CAN_AB_Calgary.Intl.AP.718770_CWEC2016.epw :erv_package: NECB_Default :ext_floor_cond: NECB_Default :ext_roof_cond: NECB_Default :ext_wall_cond: NECB_Default :fdwr_set: NECB_Default :fixed_wind_solar_trans: NECB_Default :fixed_window_cond: NECB_Default :furnace_eff: NECB_Default :glass_door_cond: NECB_Default :glass_door_solar_trans: NECB_Default :ground_floor_cond: NECB_Default :ground_roof_cond: NECB_Default :ground_wall_cond: NECB_Default :lights_scale: NECB_Default :lights_type: NECB_Default :overhead_door_cond: NECB_Default :primary_heating_fuel: NaturalGas :pv_ground_azimuth_angle: NECB_Default :pv_ground_module_description: NECB_Default :pv_ground_tilt_angle: NECB_Default :pv_ground_total_area_pv_panels_m2: NECB_Default :pv_ground_type: NECB_Default :rotation_degrees: NECB_Default :run_annual_simulation: true :s3_bucket: '834599497928' :scale_x: NECB_Default :scale_y: NECB_Default :scale_z: NECB_Default :shw_eff: NECB_Default :skylight_cond: NECB_Default :skylight_solar_trans: NECB_Default :srr_set: NECB_Default :template: NECB2015 | 0.00026288 | TRUE | 1455.7488 |  | https://s3.console.aws.amazon.com/s3/buckets/834599497928?region=ca-central-1&prefix=sara.gilani/baseline-2021-03-24/6a87033d-ede6-4783-acf8-880bd0e50e61/output/e38f2a24-7629-48d6-bdd0-57e1030e3b71/ | 1.0.002 | 0 | 0 |  | 0 | 0 | tier_1 | 0
619 | 0 |  | NECB_Default | NECB_Default | NECB_Default | NECB_Default | NECB_Default | NECB_Default | NECB_Default | NECB_Default | Outpatient | NECB2011 | CAN_NS_Halifax.Dockyard.713280_CWEC2016.epw | NaturalGas | NECB_Default | NECB_Default | NECB_Default | NECB_Default | NECB_Default | NECB_Default | NECB_Default | NECB_Default | NECB_Default | NECB_Default | NECB_Default | NECB_Default | NECB_Default | NECB_Default | NECB_Default | NECB_Default | NECB_Default | NECB_Default | NECB_Default | NECB_Default | NECB_Default | NECB_Default | NECB_Default | NECB_Default | NECB_Default | NECB_Default | NECB_Default | aws_batch | 834599497928 | [5 empty] | baseline-2021-03-24 | 6a87033d-ede6-4783-acf8-880bd0e50e61 | TRUE | TRUE | 73e7ebab-2cd4-4476-9ade-5090c5df2dae |  | 3804.01 | 2926.6316 | 40 | Outpatient |  |  | 5 | Outpatient | 3 |  | 3 | NECB2011 | 0.24527 | 11932.1528 | 79.5578 | 59.9179 | 61.1471 | 3.2957 | 488.873 | 284.9544 | HALIFAX | NOVA SCOTIA | 82.8305 | 21.4342 | 0 | 104.2647 | 16.2446 | 5.4102 | 0 | 21.6548 | 0 | 0.03557 | 0 | 0 | 0.40846 | 0.10895 | 0 | 0.35692 | 0.08062 | 0.17498 | 0.43075 | 0.00796 | 0.83921 | 0.073827 | 36.4072 | 80.6089 | Natural Gas | 40 | 0.757 | [5 empty] | 0.183 | 0.247 | 2.2 | 2.2 | 5 | Halifax Dockyard | CAN | 112 | 3647 | 44.655 | -63.577 | 6 | 4000 | NS | CAN_NS_Halifax.Dockyard.713280_CWEC2016.epw | 0 | 0 | 0 | 0 | 280.84 | 191.0564 | 2.9674 | 0.015532 | 1084.6 | 0.1 | 2021-03-24 15:35:01 +0000 | eef80c06 | 0.2.11 | :adv_dx_units: NECB_Default :analysis_id: 6a87033d-ede6-4783-acf8-880bd0e50e61 :analysis_name: baseline-2021-03-24 :boiler_eff: NECB_Default :btap_batch_version: 1.0.002 :building_type: Outpatient :compute_environment: aws_batch :datapoint_id: 73e7ebab-2cd4-4476-9ade-5090c5df2dae :daylighting_type: NECB_Default :dcv_type: NECB_Default :door_construction_cond: NECB_Default :ecm_system_name: NECB_Default :enable_costing: true :epw_file: CAN_NS_Halifax.Dockyard.713280_CWEC2016.epw :erv_package: NECB_Default :ext_floor_cond: NECB_Default :ext_roof_cond: NECB_Default :ext_wall_cond: NECB_Default :fdwr_set: NECB_Default :fixed_wind_solar_trans: NECB_Default :fixed_window_cond: NECB_Default :furnace_eff: NECB_Default :glass_door_cond: NECB_Default :glass_door_solar_trans: NECB_Default :ground_floor_cond: NECB_Default :ground_roof_cond: NECB_Default :ground_wall_cond: NECB_Default :lights_scale: NECB_Default :lights_type: NECB_Default :overhead_door_cond: NECB_Default :primary_heating_fuel: NaturalGas :pv_ground_azimuth_angle: NECB_Default :pv_ground_module_description: NECB_Default :pv_ground_tilt_angle: NECB_Default :pv_ground_total_area_pv_panels_m2: NECB_Default :pv_ground_type: NECB_Default :rotation_degrees: NECB_Default :run_annual_simulation: true :s3_bucket: '834599497928' :scale_x: NECB_Default :scale_y: NECB_Default :scale_z: NECB_Default :shw_eff: NECB_Default :skylight_cond: NECB_Default :skylight_solar_trans: NECB_Default :srr_set: NECB_Default :template: NECB2011 | 0.00038643 | TRUE | 1574.464 |  | https://s3.console.aws.amazon.com/s3/buckets/834599497928?region=ca-central-1&prefix=sara.gilani/baseline-2021-03-24/6a87033d-ede6-4783-acf8-880bd0e50e61/output/73e7ebab-2cd4-4476-9ade-5090c5df2dae/ | 1.0.002 | 0 | 0 |  | 0 | 0 | tier_1 | 0
620 | 0 |  | NECB_Default | NECB_Default | NECB_Default | NECB_Default | NECB_Default | NECB_Default | NECB_Default | NECB_Default | Outpatient | NECB2011 | CAN_AB_Edmonton.Intl.AP.711230_CWEC2016.epw | NaturalGas | NECB_Default | NECB_Default | NECB_Default | NECB_Default | NECB_Default | NECB_Default | NECB_Default | NECB_Default | NECB_Default | NECB_Default | NECB_Default | NECB_Default | NECB_Default | NECB_Default | NECB_Default | NECB_Default | NECB_Default | NECB_Default | NECB_Default | NECB_Default | NECB_Default | NECB_Default | NECB_Default | NECB_Default | NECB_Default | NECB_Default | NECB_Default | aws_batch | 834599497928 | [5 empty] | baseline-2021-03-24 | 6a87033d-ede6-4783-acf8-880bd0e50e61 | TRUE | TRUE | 65012cdb-ac0d-4456-834b-a15a38b78b00 |  | 3804.01 | 2926.6316 | 32.5 | Outpatient |  |  | 5 | Outpatient | 3 |  | 3 | NECB2011 | 0.24527 | 11932.1528 | 91.4491 | 64.0864 | 68.4883 | 3.4936 | 527.4787 | 299.9614 | EDMONTON | ALBERTA | 89.2182 | 30.9051 | 0 | 120.1233 | 8.456 | 2.2048 | 0 | 10.6608 | 0 | 0.029461 | 0 | 0 | 0.40654 | 0.1118 | 0 | 0.5306 | 0.08062 | 0.17498 | 0.61245 | 0.009419 | 1.019 | 0.081843 | 36.6011 | 109.4237 | Natural Gas | 32.5 | 0.757 | [5 empty] | 0.162 | 0.21 | 2.2 | 2.2 | 5 | Edmonton Intl AP | CAN | 23 | 5588 | 53.31 | -113.579 | 7a | 5120 | AB | CAN_AB_Edmonton.Intl.AP.711230_CWEC2016.epw | 0 | 0 | 0 | 0 | 311.33 | 193.8187 | 2.9674 | 0.01531 | 1084.6 | 0.1 | 2021-03-24 15:35:38 +0000 | eef80c06 | 0.2.11 | :adv_dx_units: NECB_Default :analysis_id: 6a87033d-ede6-4783-acf8-880bd0e50e61 :analysis_name: baseline-2021-03-24 :boiler_eff: NECB_Default :btap_batch_version: 1.0.002 :building_type: Outpatient :compute_environment: aws_batch :datapoint_id: 65012cdb-ac0d-4456-834b-a15a38b78b00 :daylighting_type: NECB_Default :dcv_type: NECB_Default :door_construction_cond: NECB_Default :ecm_system_name: NECB_Default :enable_costing: true :epw_file: CAN_AB_Edmonton.Intl.AP.711230_CWEC2016.epw :erv_package: NECB_Default :ext_floor_cond: NECB_Default :ext_roof_cond: NECB_Default :ext_wall_cond: NECB_Default :fdwr_set: NECB_Default :fixed_wind_solar_trans: NECB_Default :fixed_window_cond: NECB_Default :furnace_eff: NECB_Default :glass_door_cond: NECB_Default :glass_door_solar_trans: NECB_Default :ground_floor_cond: NECB_Default :ground_roof_cond: NECB_Default :ground_wall_cond: NECB_Default :lights_scale: NECB_Default :lights_type: NECB_Default :overhead_door_cond: NECB_Default :primary_heating_fuel: NaturalGas :pv_ground_azimuth_angle: NECB_Default :pv_ground_module_description: NECB_Default :pv_ground_tilt_angle: NECB_Default :pv_ground_total_area_pv_panels_m2: NECB_Default :pv_ground_type: NECB_Default :rotation_degrees: NECB_Default :run_annual_simulation: true :s3_bucket: '834599497928' :scale_x: NECB_Default :scale_y: NECB_Default :scale_z: NECB_Default :shw_eff: NECB_Default :skylight_cond: NECB_Default :skylight_solar_trans: NECB_Default :srr_set: NECB_Default :template: NECB2011 | 0.00025762 | TRUE | 1575.4838 |  | https://s3.console.aws.amazon.com/s3/buckets/834599497928?region=ca-central-1&prefix=sara.gilani/baseline-2021-03-24/6a87033d-ede6-4783-acf8-880bd0e50e61/output/65012cdb-ac0d-4456-834b-a15a38b78b00/ | 1.0.002 | 0 | 0 |  | 0 | 0 | tier_1 | 0
621 | 0 |  | NECB_Default | NECB_Default | NECB_Default | NECB_Default | NECB_Default | NECB_Default | NECB_Default | NECB_Default | Outpatient | NECB2017 | CAN_BC_Vancouver.Intl.AP.718920_CWEC2016.epw | NaturalGas | NECB_Default | NECB_Default | NECB_Default | NECB_Default | NECB_Default | NECB_Default | NECB_Default | NECB_Default | NECB_Default | NECB_Default | NECB_Default | NECB_Default | NECB_Default | NECB_Default | NECB_Default | NECB_Default | NECB_Default | NECB_Default | NECB_Default | NECB_Default | NECB_Default | NECB_Default | NECB_Default | NECB_Default | NECB_Default | NECB_Default | NECB_Default | aws_batch | 834599497928 | [5 empty] | baseline-2021-03-24 | 6a87033d-ede6-4783-acf8-880bd0e50e61 | TRUE | TRUE | 9940b4ce-c303-4a89-9bc6-063358a35705 |  | 3804.01 | 2926.6316 | 40 | Outpatient |  |  | 2 | Outpatient | 3 |  | 3 | NECB2017 | 0.24527 | 11932.1528 | 88.1367 | 57.1985 | 65.6964 | 3.3599 | 498.9354 | 284.5439 | VANCOUVER | BRITISH COLUMBIA | 1.0949 | 10.9941 | 0 | 12.0891 | 10.934 | 2.4664 | 0 | 13.4004 | 0 | 0.031191 | 0 | 0 | 0.38636 | 0.096001 | 0.010113 | 0.15219 | 0.081779 | 0.15952 | 0.21808 | 0.0074763 | 0.60444 | 0.06588 | 34.308 | 37.6974 | Natural Gas | 40 | 0.757 | [5 empty] | 0.193 | 0.315 | 2.1 | 2.1 | 2 | Vancouver Intl AP | CAN | 42 | 2797 | 49.195 | -123.184 | 4 | 2800 | BC | CAN_BC_Vancouver.Intl.AP.718920_CWEC2016.epw | 0 | 0 | 0 | 0 | 250.61 | 200.5225 | 2.7806 | 0.013867 | 1016.3 | 0.1 | 2021-03-24 15:35:19 +0000 | eef80c06 | 0.2.11 | :adv_dx_units: NECB_Default :analysis_id: 6a87033d-ede6-4783-acf8-880bd0e50e61 :analysis_name: baseline-2021-03-24 :boiler_eff: NECB_Default :btap_batch_version: 1.0.002 :building_type: Outpatient :compute_environment: aws_batch :datapoint_id: 9940b4ce-c303-4a89-9bc6-063358a35705 :daylighting_type: NECB_Default :dcv_type: NECB_Default :door_construction_cond: NECB_Default :ecm_system_name: NECB_Default :enable_costing: true :epw_file: CAN_BC_Vancouver.Intl.AP.718920_CWEC2016.epw :erv_package: NECB_Default :ext_floor_cond: NECB_Default :ext_roof_cond: NECB_Default :ext_wall_cond: NECB_Default :fdwr_set: NECB_Default :fixed_wind_solar_trans: NECB_Default :fixed_window_cond: NECB_Default :furnace_eff: NECB_Default :glass_door_cond: NECB_Default :glass_door_solar_trans: NECB_Default :ground_floor_cond: NECB_Default :ground_roof_cond: NECB_Default :ground_wall_cond: NECB_Default :lights_scale: NECB_Default :lights_type: NECB_Default :overhead_door_cond: NECB_Default :primary_heating_fuel: NaturalGas :pv_ground_azimuth_angle: NECB_Default :pv_ground_module_description: NECB_Default :pv_ground_tilt_angle: NECB_Default :pv_ground_total_area_pv_panels_m2: NECB_Default :pv_ground_type: NECB_Default :rotation_degrees: NECB_Default :run_annual_simulation: true :s3_bucket: '834599497928' :scale_x: NECB_Default :scale_y: NECB_Default :scale_z: NECB_Default :shw_eff: NECB_Default :skylight_cond: NECB_Default :skylight_solar_trans: NECB_Default :srr_set: NECB_Default :template: NECB2017 | 0.00028128 | TRUE | 1453.6279 |  | https://s3.console.aws.amazon.com/s3/buckets/834599497928?region=ca-central-1&prefix=sara.gilani/baseline-2021-03-24/6a87033d-ede6-4783-acf8-880bd0e50e61/output/9940b4ce-c303-4a89-9bc6-063358a35705/ | 1.0.002 | 0 | 0 |  | 0 | 0 | tier_1 | 0
622 | 0 |  | NECB_Default | NECB_Default | NECB_Default | NECB_Default | NECB_Default | NECB_Default | NECB_Default | NECB_Default | Outpatient | NECB2017 | CAN_NS_Halifax.Dockyard.713280_CWEC2016.epw | NaturalGas | NECB_Default | NECB_Default | NECB_Default | NECB_Default | NECB_Default | NECB_Default | NECB_Default | NECB_Default | NECB_Default | NECB_Default | NECB_Default | NECB_Default | NECB_Default | NECB_Default | NECB_Default | NECB_Default | NECB_Default | NECB_Default | NECB_Default | NECB_Default | NECB_Default | NECB_Default | NECB_Default | NECB_Default | NECB_Default | NECB_Default | NECB_Default | aws_batch | 834599497928 | [5 empty] | baseline-2021-03-24 | 6a87033d-ede6-4783-acf8-880bd0e50e61 | TRUE | TRUE | 978ac714-727d-499d-9bc9-3a384033c380 |  | 3804.01 | 2926.6316 | 40 | Outpatient |  |  | 2 | Outpatient | 3 |  | 3 | NECB2017 | 0.24527 | 11932.1528 | 82.7946 | 56.9592 | 65.4209 | 3.2957 | 506.5986 | 298.1281 | HALIFAX | NOVA SCOTIA | 81.9914 | 9.9106 | 0 | 91.902 | 16.08 | 2.5015 | 0 | 18.5816 | 0 | 0.032752 | 0 | 0 | 0.40433 | 0.096514 | 0.025434 | 0.13039 | 0.081779 | 0.15952 | 0.19917 | 0.0080179 | 0.60349 | 0.06878 | 34.931 | 42.2813 | Natural Gas | 40 | 0.757 | [5 empty] | 0.156 | 0.247 | 1.9 | 1.9 | 2 | Halifax Dockyard | CAN | 112 | 3647 | 44.655 | -63.577 | 6 | 4000 | NS | CAN_NS_Halifax.Dockyard.713280_CWEC2016.epw | 0 | 0 | 0 | 0 | 261.64 | 206.3784 | 2.7806 | 0.013473 | 1016.3 | 0.1 | 2021-03-24 15:35:43 +0000 | eef80c06 | 0.2.11 | :adv_dx_units: NECB_Default :analysis_id: 6a87033d-ede6-4783-acf8-880bd0e50e61 :analysis_name: baseline-2021-03-24 :boiler_eff: NECB_Default :btap_batch_version: 1.0.002 :building_type: Outpatient :compute_environment: aws_batch :datapoint_id: 978ac714-727d-499d-9bc9-3a384033c380 :daylighting_type: NECB_Default :dcv_type: NECB_Default :door_construction_cond: NECB_Default :ecm_system_name: NECB_Default :enable_costing: true :epw_file: CAN_NS_Halifax.Dockyard.713280_CWEC2016.epw :erv_package: NECB_Default :ext_floor_cond: NECB_Default :ext_roof_cond: NECB_Default :ext_wall_cond: NECB_Default :fdwr_set: NECB_Default :fixed_wind_solar_trans: NECB_Default :fixed_window_cond: NECB_Default :furnace_eff: NECB_Default :glass_door_cond: NECB_Default :glass_door_solar_trans: NECB_Default :ground_floor_cond: NECB_Default :ground_roof_cond: NECB_Default :ground_wall_cond: NECB_Default :lights_scale: NECB_Default :lights_type: NECB_Default :overhead_door_cond: NECB_Default :primary_heating_fuel: NaturalGas :pv_ground_azimuth_angle: NECB_Default :pv_ground_module_description: NECB_Default :pv_ground_tilt_angle: NECB_Default :pv_ground_total_area_pv_panels_m2: NECB_Default :pv_ground_type: NECB_Default :rotation_degrees: NECB_Default :run_annual_simulation: true :s3_bucket: '834599497928' :scale_x: NECB_Default :scale_y: NECB_Default :scale_z: NECB_Default :shw_eff: NECB_Default :skylight_cond: NECB_Default :skylight_solar_trans: NECB_Default :srr_set: NECB_Default :template: NECB2017 | 0.00031283 | TRUE | 1456.4525 |  | https://s3.console.aws.amazon.com/s3/buckets/834599497928?region=ca-central-1&prefix=sara.gilani/baseline-2021-03-24/6a87033d-ede6-4783-acf8-880bd0e50e61/output/978ac714-727d-499d-9bc9-3a384033c380/ | 1.0.002 | 0 | 0 |  | 0 | 0 | tier_1 | 0
623 | 0 |  | NECB_Default | NECB_Default | NECB_Default | NECB_Default | NECB_Default | NECB_Default | NECB_Default | NECB_Default | Outpatient | NECB2017 | CAN_AB_Calgary.Intl.AP.718770_CWEC2016.epw | NaturalGas | NECB_Default | NECB_Default | NECB_Default | NECB_Default | NECB_Default | NECB_Default | NECB_Default | NECB_Default | NECB_Default | NECB_Default | NECB_Default | NECB_Default | NECB_Default | NECB_Default | NECB_Default | NECB_Default | NECB_Default | NECB_Default | NECB_Default | NECB_Default | NECB_Default | NECB_Default | NECB_Default | NECB_Default | NECB_Default | NECB_Default | NECB_Default | aws_batch | 834599497928 | [5 empty] | baseline-2021-03-24 | 6a87033d-ede6-4783-acf8-880bd0e50e61 | TRUE | TRUE | 0f8da150-c8e9-4c77-975a-49dfe20fbd1d |  | 3804.01 | 2926.6316 | 33.3 | Outpatient |  |  | 2 | Outpatient | 3 |  | 3 | NECB2017 | 0.24527 | 11932.1528 | 94.0739 | 64.6596 | 72.3771 | 3.492 | 567.647 | 333.0444 | CALGARY | ALBERTA | 90.5479 | 11.9122 | 0 | 102.4601 | 8.5821 | 0.84983 | 0 | 9.4319 | 0 | 0.033636 | 0 | 0 | 0.4126 | 0.10247 | 0.025841 | 0.16289 | 0.081779 | 0.15952 | 0.23607 | 0.0089327 | 0.64867 | 0.073181 | 36.3909 | 57.4549 | Natural Gas | 33.3 | 0.757 | [5 empty] | 0.138 | 0.21 | 1.9 | 1.9 | 2 | Calgary Intl AP | CAN | 64 | 4781 | 51.114 | -114.02 | 7a | 5000 | AB | CAN_AB_Calgary.Intl.AP.718770_CWEC2016.epw | 0 | 0 | 0 | 0 | 278.38 | 201.9337 | 2.7806 | 0.01377 | 1016.3 | 0.1 | 2021-03-24 15:35:44 +0000 | eef80c06 | 0.2.11 | :adv_dx_units: NECB_Default :analysis_id: 6a87033d-ede6-4783-acf8-880bd0e50e61 :analysis_name: baseline-2021-03-24 :boiler_eff: NECB_Default :btap_batch_version: 1.0.002 :building_type: Outpatient :compute_environment: aws_batch :datapoint_id: 0f8da150-c8e9-4c77-975a-49dfe20fbd1d :daylighting_type: NECB_Default :dcv_type: NECB_Default :door_construction_cond: NECB_Default :ecm_system_name: NECB_Default :enable_costing: true :epw_file: CAN_AB_Calgary.Intl.AP.718770_CWEC2016.epw :erv_package: NECB_Default :ext_floor_cond: NECB_Default :ext_roof_cond: NECB_Default :ext_wall_cond: NECB_Default :fdwr_set: NECB_Default :fixed_wind_solar_trans: NECB_Default :fixed_window_cond: NECB_Default :furnace_eff: NECB_Default :glass_door_cond: NECB_Default :glass_door_solar_trans: NECB_Default :ground_floor_cond: NECB_Default :ground_roof_cond: NECB_Default :ground_wall_cond: NECB_Default :lights_scale: NECB_Default :lights_type: NECB_Default :overhead_door_cond: NECB_Default :primary_heating_fuel: NaturalGas :pv_ground_azimuth_angle: NECB_Default :pv_ground_module_description: NECB_Default :pv_ground_tilt_angle: NECB_Default :pv_ground_total_area_pv_panels_m2: NECB_Default :pv_ground_type: NECB_Default :rotation_degrees: NECB_Default :run_annual_simulation: true :s3_bucket: '834599497928' :scale_x: NECB_Default :scale_y: NECB_Default :scale_z: NECB_Default :shw_eff: NECB_Default :skylight_cond: NECB_Default :skylight_solar_trans: NECB_Default :srr_set: NECB_Default :template: NECB2017 | 0.00042324 | TRUE | 1456.6561 |  | https://s3.console.aws.amazon.com/s3/buckets/834599497928?region=ca-central-1&prefix=sara.gilani/baseline-2021-03-24/6a87033d-ede6-4783-acf8-880bd0e50e61/output/0f8da150-c8e9-4c77-975a-49dfe20fbd1d/ | 1.0.002 | 0 | 0 |  | 0 | 0 | tier_1 | 0
624 | 0 |  | NECB_Default | NECB_Default | NECB_Default | NECB_Default | NECB_Default | NECB_Default | NECB_Default | NECB_Default | Outpatient | NECB2015 | CAN_NS_Halifax.Dockyard.713280_CWEC2016.epw | NaturalGas | NECB_Default | NECB_Default | NECB_Default | NECB_Default | NECB_Default | NECB_Default | NECB_Default | NECB_Default | NECB_Default | NECB_Default | NECB_Default | NECB_Default | NECB_Default | NECB_Default | NECB_Default | NECB_Default | NECB_Default | NECB_Default | NECB_Default | NECB_Default | NECB_Default | NECB_Default | NECB_Default | NECB_Default | NECB_Default | NECB_Default | NECB_Default | aws_batch | 834599497928 | [5 empty] | baseline-2021-03-24 | 6a87033d-ede6-4783-acf8-880bd0e50e61 | TRUE | TRUE | c5767215-80ca-4bf3-9ef2-ebe239f30689 |  | 3804.01 | 2926.6316 | 40 | Outpatient |  |  | 5 | Outpatient | 3 |  | 3 | NECB2015 | 0.24527 | 11932.1528 | 79.5578 | 59.5164 | 66.782 | 3.2957 | 493.2403 | 284.0884 | HALIFAX | NOVA SCOTIA | 84.071 | 17.3659 | 0 | 101.4369 | 16.4879 | 4.3833 | 0 | 20.8712 | 0 | 0.036193 | 0 | 0 | 0.41458 | 0.10451 | 0 | 0.28021 | 0.081779 | 0.18271 | 0.34899 | 0.0090273 | 0.76357 | 0.068777 | 38.0469 | 67.288 | Natural Gas | 40 | 0.757 | [5 empty] | 0.183 | 0.247 | 2.2 | 2.2 | 5 | Halifax Dockyard | CAN | 112 | 3647 | 44.655 | -63.577 | 6 | 4000 | NS | CAN_NS_Halifax.Dockyard.713280_CWEC2016.epw | 0 | 0 | 0 | 0 | 261.63 | 205.6805 | 2.7806 | 0.013519 | 1016.3 | 0.1 | 2021-03-24 15:35:03 +0000 | eef80c06 | 0.2.11 | :adv_dx_units: NECB_Default :analysis_id: 6a87033d-ede6-4783-acf8-880bd0e50e61 :analysis_name: baseline-2021-03-24 :boiler_eff: NECB_Default :btap_batch_version: 1.0.002 :building_type: Outpatient :compute_environment: aws_batch :datapoint_id: c5767215-80ca-4bf3-9ef2-ebe239f30689 :daylighting_type: NECB_Default :dcv_type: NECB_Default :door_construction_cond: NECB_Default :ecm_system_name: NECB_Default :enable_costing: true :epw_file: CAN_NS_Halifax.Dockyard.713280_CWEC2016.epw :erv_package: NECB_Default :ext_floor_cond: NECB_Default :ext_roof_cond: NECB_Default :ext_wall_cond: NECB_Default :fdwr_set: NECB_Default :fixed_wind_solar_trans: NECB_Default :fixed_window_cond: NECB_Default :furnace_eff: NECB_Default :glass_door_cond: NECB_Default :glass_door_solar_trans: NECB_Default :ground_floor_cond: NECB_Default :ground_roof_cond: NECB_Default :ground_wall_cond: NECB_Default :lights_scale: NECB_Default :lights_type: NECB_Default :overhead_door_cond: NECB_Default :primary_heating_fuel: NaturalGas :pv_ground_azimuth_angle: NECB_Default :pv_ground_module_description: NECB_Default :pv_ground_tilt_angle: NECB_Default :pv_ground_total_area_pv_panels_m2: NECB_Default :pv_ground_type: NECB_Default :rotation_degrees: NECB_Default :run_annual_simulation: true :s3_bucket: '834599497928' :scale_x: NECB_Default :scale_y: NECB_Default :scale_z: NECB_Default :shw_eff: NECB_Default :skylight_cond: NECB_Default :skylight_solar_trans: NECB_Default :srr_set: NECB_Default :template: NECB2015 | 0.00035752 | TRUE | 1518.8521 |  | https://s3.console.aws.amazon.com/s3/buckets/834599497928?region=ca-central-1&prefix=sara.gilani/baseline-2021-03-24/6a87033d-ede6-4783-acf8-880bd0e50e61/output/c5767215-80ca-4bf3-9ef2-ebe239f30689/ | 1.0.002 | 0 | 0 |  | 0 | 0 | tier_1 | 0
625 | 0 |  | NECB_Default | NECB_Default | NECB_Default | NECB_Default | NECB_Default | NECB_Default | NECB_Default | NECB_Default | Outpatient | NECB2017 | CAN_YT_Whitehorse.Intl.AP.719640_CWEC2016.epw | NaturalGas | NECB_Default | NECB_Default | NECB_Default | NECB_Default | NECB_Default | NECB_Default | NECB_Default | NECB_Default | NECB_Default | NECB_Default | NECB_Default | NECB_Default | NECB_Default | NECB_Default | NECB_Default | NECB_Default | NECB_Default | NECB_Default | NECB_Default | NECB_Default | NECB_Default | NECB_Default | NECB_Default | NECB_Default | NECB_Default | NECB_Default | NECB_Default | aws_batch | 834599497928 | [5 empty] | baseline-2021-03-24 | 6a87033d-ede6-4783-acf8-880bd0e50e61 | TRUE | TRUE | 27161f46-4305-4539-a643-8d774c61eb2e |  | 3804.01 | 2926.6316 | 22.8 | Outpatient |  |  | 2 | Outpatient | 3 |  | 3 | NECB2017 | 0.24527 | 11932.1528 | 77.0406 | 56.6541 | 64.861 | 3.2189 | 485.5404 | 283.7658 | WHITEHORSE | YUKON | 5.8369 | 17.8463 | 0 | 23.6833 | 13.3674 | 3.2529 | 0 | 16.6203 | 0 | 0.0151 | 0 | 0 | 0.37528 | 0.084529 | 0.025949 | 0.27912 | 0.081779 | 0.15952 | 0.35864 | 0.0081598 | 0.73392 | 0.079519 | 31.9162 | 94.247 | Natural Gas | 22.8 | 0.757 | [5 empty] | 0.138 | 0.21 | 1.9 | 1.9 | 2 | Whitehorse Intl AP | CAN | 5 | 6491 | 60.709 | -135.069 | 7b | 6580 | YT | CAN_YT_Whitehorse.Intl.AP.719640_CWEC2016.epw | 0 | 0 | 0 | 0 | 302.49 | 201.9337 | 2.7806 | 0.01377 | 1016.3 | 0.1 | 2021-03-24 15:35:22 +0000 | eef80c06 | 0.2.11 | :adv_dx_units: NECB_Default :analysis_id: 6a87033d-ede6-4783-acf8-880bd0e50e61 :analysis_name: baseline-2021-03-24 :boiler_eff: NECB_Default :btap_batch_version: 1.0.002 :building_type: Outpatient :compute_environment: aws_batch :datapoint_id: 27161f46-4305-4539-a643-8d774c61eb2e :daylighting_type: NECB_Default :dcv_type: NECB_Default :door_construction_cond: NECB_Default :ecm_system_name: NECB_Default :enable_costing: true :epw_file: CAN_YT_Whitehorse.Intl.AP.719640_CWEC2016.epw :erv_package: NECB_Default :ext_floor_cond: NECB_Default :ext_roof_cond: NECB_Default :ext_wall_cond: NECB_Default :fdwr_set: NECB_Default :fixed_wind_solar_trans: NECB_Default :fixed_window_cond: NECB_Default :furnace_eff: NECB_Default :glass_door_cond: NECB_Default :glass_door_solar_trans: NECB_Default :ground_floor_cond: NECB_Default :ground_roof_cond: NECB_Default :ground_wall_cond: NECB_Default :lights_scale: NECB_Default :lights_type: NECB_Default :overhead_door_cond: NECB_Default :primary_heating_fuel: NaturalGas :pv_ground_azimuth_angle: NECB_Default :pv_ground_module_description: NECB_Default :pv_ground_tilt_angle: NECB_Default :pv_ground_total_area_pv_panels_m2: NECB_Default :pv_ground_type: NECB_Default :rotation_degrees: NECB_Default :run_annual_simulation: true :s3_bucket: '834599497928' :scale_x: NECB_Default :scale_y: NECB_Default :scale_z: NECB_Default :shw_eff: NECB_Default :skylight_cond: NECB_Default :skylight_solar_trans: NECB_Default :srr_set: NECB_Default :template: NECB2017 | 0.00024185 | TRUE | 1457.9409 |  | https://s3.console.aws.amazon.com/s3/buckets/834599497928?region=ca-central-1&prefix=sara.gilani/baseline-2021-03-24/6a87033d-ede6-4783-acf8-880bd0e50e61/output/27161f46-4305-4539-a643-8d774c61eb2e/ | 1.0.002 | 0 | 0 |  | 0 | 0 | tier_1 | 0
626 | 0 |  | NECB_Default | NECB_Default | NECB_Default | NECB_Default | NECB_Default | NECB_Default | NECB_Default | NECB_Default | Outpatient | NECB2015 | CAN_ON_Toronto.Pearson.Intl.AP.716240_CWEC2016.epw | NaturalGas | NECB_Default | NECB_Default | NECB_Default | NECB_Default | NECB_Default | NECB_Default | NECB_Default | NECB_Default | NECB_Default | NECB_Default | NECB_Default | NECB_Default | NECB_Default | NECB_Default | NECB_Default | NECB_Default | NECB_Default | NECB_Default | NECB_Default | NECB_Default | NECB_Default | NECB_Default | NECB_Default | NECB_Default | NECB_Default | NECB_Default | NECB_Default | aws_batch | 834599497928 | [5 empty] | baseline-2021-03-24 | 6a87033d-ede6-4783-acf8-880bd0e50e61 | TRUE | TRUE | 56cd3591-62a1-4026-ae2f-f1e93e31deb6 |  | 3804.01 | 2926.6316 | 40 | Outpatient |  |  | 5 | Outpatient | 3 |  | 3 | NECB2015 | 0.24527 | 11932.1528 | 96.9202 | 67.0493 | 74.2542 | 3.5499 | 556.7577 | 314.9842 | TORONTO | ONTARIO | 2.4826 | 18.6037 | 0 | 21.0864 | 19.8908 | 3.2826 | 0 | 23.1734 | 0 | 0.062631 | 0 | 0 | 0.44698 | 0.10837 | 0 | 0.30877 | 0.081779 | 0.18271 | 0.37645 | 0.010899 | 0.82343 | 0.067679 | 46.1364 | 79.2196 | Natural Gas | 40 | 0.757 | [5 empty] | 0.183 | 0.278 | 2.2 | 2.2 | 5 | Toronto Pearson Intl AP | CAN | 382 | 3615 | 43.677 | -79.631 | 5 | 3890 | ON | CAN_ON_Toronto.Pearson.Intl.AP.716240_CWEC2016.epw | 0 | 0 | 0 | 0 | 257.45 | 201.9337 | 2.7806 | 0.01377 | 1016.3 | 0.1 | 2021-03-24 15:36:05 +0000 | eef80c06 | 0.2.11 | :adv_dx_units: NECB_Default :analysis_id: 6a87033d-ede6-4783-acf8-880bd0e50e61 :analysis_name: baseline-2021-03-24 :boiler_eff: NECB_Default :btap_batch_version: 1.0.002 :building_type: Outpatient :compute_environment: aws_batch :datapoint_id: 56cd3591-62a1-4026-ae2f-f1e93e31deb6 :daylighting_type: NECB_Default :dcv_type: NECB_Default :door_construction_cond: NECB_Default :ecm_system_name: NECB_Default :enable_costing: true :epw_file: CAN_ON_Toronto.Pearson.Intl.AP.716240_CWEC2016.epw :erv_package: NECB_Default :ext_floor_cond: NECB_Default :ext_roof_cond: NECB_Default :ext_wall_cond: NECB_Default :fdwr_set: NECB_Default :fixed_wind_solar_trans: NECB_Default :fixed_window_cond: NECB_Default :furnace_eff: NECB_Default :glass_door_cond: NECB_Default :glass_door_solar_trans: NECB_Default :ground_floor_cond: NECB_Default :ground_roof_cond: NECB_Default :ground_wall_cond: NECB_Default :lights_scale: NECB_Default :lights_type: NECB_Default :overhead_door_cond: NECB_Default :primary_heating_fuel: NaturalGas :pv_ground_azimuth_angle: NECB_Default :pv_ground_module_description: NECB_Default :pv_ground_tilt_angle: NECB_Default :pv_ground_total_area_pv_panels_m2: NECB_Default :pv_ground_type: NECB_Default :rotation_degrees: NECB_Default :run_annual_simulation: true :s3_bucket: '834599497928' :scale_x: NECB_Default :scale_y: NECB_Default :scale_z: NECB_Default :shw_eff: NECB_Default :skylight_cond: NECB_Default :skylight_solar_trans: NECB_Default :srr_set: NECB_Default :template: NECB2015 | 0.00059411 | TRUE | 1515.8147 |  | https://s3.console.aws.amazon.com/s3/buckets/834599497928?region=ca-central-1&prefix=sara.gilani/baseline-2021-03-24/6a87033d-ede6-4783-acf8-880bd0e50e61/output/56cd3591-62a1-4026-ae2f-f1e93e31deb6/ | 1.0.002 | 0 | 0 |  | 0 | 0 | tier_1 | 0
627 | 0 |  | NECB_Default | NECB_Default | NECB_Default | NECB_Default | NECB_Default | NECB_Default | NECB_Default | NECB_Default | Outpatient | NECB2017 | CAN_AB_Edmonton.Intl.AP.711230_CWEC2016.epw | NaturalGas | NECB_Default | NECB_Default | NECB_Default | NECB_Default | NECB_Default | NECB_Default | NECB_Default | NECB_Default | NECB_Default | NECB_Default | NECB_Default | NECB_Default | NECB_Default | NECB_Default | NECB_Default | NECB_Default | NECB_Default | NECB_Default | NECB_Default | NECB_Default | NECB_Default | NECB_Default | NECB_Default | NECB_Default | NECB_Default | NECB_Default | NECB_Default | aws_batch | 834599497928 | [5 empty] | baseline-2021-03-24 | 6a87033d-ede6-4783-acf8-880bd0e50e61 | TRUE | TRUE | 3e372e51-3876-48cc-8fd8-fab2cbcd70fa |  | 3804.01 | 2926.6316 | 32.5 | Outpatient |  |  | 2 | Outpatient | 3 |  | 3 | NECB2017 | 0.24527 | 11932.1528 | 93.9978 | 60.5754 | 73.2845 | 3.4936 | 556.5542 | 325.2029 | EDMONTON | ALBERTA | 88.6949 | 14.844 | 0 | 103.5389 | 8.4064 | 1.059 | 0 | 9.4654 | 0 | 0.029711 | 0 | 0 | 0.40415 | 0.097397 | 0.025878 | 0.21788 | 0.081779 | 0.15952 | 0.29417 | 0.0095058 | 0.69832 | 0.076288 | 35.6893 | 84.6201 | Natural Gas | 32.5 | 0.757 | [5 empty] | 0.138 | 0.21 | 1.9 | 1.9 | 2 | Edmonton Intl AP | CAN | 23 | 5588 | 53.31 | -113.579 | 7a | 5120 | AB | CAN_AB_Edmonton.Intl.AP.711230_CWEC2016.epw | 0 | 0 | 0 | 0 | 290.2 | 201.9337 | 2.7806 | 0.01377 | 1016.3 | 0.1 | 2021-03-24 15:36:32 +0000 | eef80c06 | 0.2.11 | :adv_dx_units: NECB_Default :analysis_id: 6a87033d-ede6-4783-acf8-880bd0e50e61 :analysis_name: baseline-2021-03-24 :boiler_eff: NECB_Default :btap_batch_version: 1.0.002 :building_type: Outpatient :compute_environment: aws_batch :datapoint_id: 3e372e51-3876-48cc-8fd8-fab2cbcd70fa :daylighting_type: NECB_Default :dcv_type: NECB_Default :door_construction_cond: NECB_Default :ecm_system_name: NECB_Default :enable_costing: true :epw_file: CAN_AB_Edmonton.Intl.AP.711230_CWEC2016.epw :erv_package: NECB_Default :ext_floor_cond: NECB_Default :ext_roof_cond: NECB_Default :ext_wall_cond: NECB_Default :fdwr_set: NECB_Default :fixed_wind_solar_trans: NECB_Default :fixed_window_cond: NECB_Default :furnace_eff: NECB_Default :glass_door_cond: NECB_Default :glass_door_solar_trans: NECB_Default :ground_floor_cond: NECB_Default :ground_roof_cond: NECB_Default :ground_wall_cond: NECB_Default :lights_scale: NECB_Default :lights_type: NECB_Default :overhead_door_cond: NECB_Default :primary_heating_fuel: NaturalGas :pv_ground_azimuth_angle: NECB_Default :pv_ground_module_description: NECB_Default :pv_ground_tilt_angle: NECB_Default :pv_ground_total_area_pv_panels_m2: NECB_Default :pv_ground_type: NECB_Default :rotation_degrees: NECB_Default :run_annual_simulation: true :s3_bucket: '834599497928' :scale_x: NECB_Default :scale_y: NECB_Default :scale_z: NECB_Default :shw_eff: NECB_Default :skylight_cond: NECB_Default :skylight_solar_trans: NECB_Default :srr_set: NECB_Default :template: NECB2017 | 0.00036278 | TRUE | 1517.0694 |  | https://s3.console.aws.amazon.com/s3/buckets/834599497928?region=ca-central-1&prefix=sara.gilani/baseline-2021-03-24/6a87033d-ede6-4783-acf8-880bd0e50e61/output/3e372e51-3876-48cc-8fd8-fab2cbcd70fa/ | 1.0.002 | 0 | 0 |  | 0 | 0 | tier_1 | 0
628 | 0 |  | NECB_Default | NECB_Default | NECB_Default | NECB_Default | NECB_Default | NECB_Default | NECB_Default | NECB_Default | Outpatient | NECB2017 | CAN_ON_Toronto.Pearson.Intl.AP.716240_CWEC2016.epw | NaturalGas | NECB_Default | NECB_Default | NECB_Default | NECB_Default | NECB_Default | NECB_Default | NECB_Default | NECB_Default | NECB_Default | NECB_Default | NECB_Default | NECB_Default | NECB_Default | NECB_Default | NECB_Default | NECB_Default | NECB_Default | NECB_Default | NECB_Default | NECB_Default | NECB_Default | NECB_Default | NECB_Default | NECB_Default | NECB_Default | NECB_Default | NECB_Default | aws_batch | 834599497928 | [5 empty] | baseline-2021-03-24 | 6a87033d-ede6-4783-acf8-880bd0e50e61 | TRUE | TRUE | 9f714f86-cf2b-4372-b01f-fa37cbe14bd3 |  | 3804.01 | 2926.6316 | 40 | Outpatient |  |  | 2 | Outpatient | 3 |  | 3 | NECB2017 | 0.24527 | 11932.1528 | 100.3985 | 67.4842 | 72.7357 | 3.5499 | 580.0613 | 335.893 | TORONTO | ONTARIO | 2.394 | 11.1471 | 0 | 13.5411 | 19.1807 | 1.9669 | 0 | 21.1476 | 0 | 0.055155 | 0 | 0 | 0.43103 | 0.098662 | 0.025631 | 0.15788 | 0.081779 | 0.15952 | 0.22556 | 0.0097765 | 0.65659 | 0.067679 | 42.1388 | 48.9465 | Natural Gas | 40 | 0.757 | [5 empty] | 0.156 | 0.278 | 1.9 | 1.9 | 2 | Toronto Pearson Intl AP | CAN | 382 | 3615 | 43.677 | -79.631 | 5 | 3890 | ON | CAN_ON_Toronto.Pearson.Intl.AP.716240_CWEC2016.epw | 0 | 0 | 0 | 0 | 257.45 | 201.9337 | 2.7806 | 0.01377 | 1016.3 | 0.1 | 2021-03-24 15:36:19 +0000 | eef80c06 | 0.2.11 | :adv_dx_units: NECB_Default :analysis_id: 6a87033d-ede6-4783-acf8-880bd0e50e61 :analysis_name: baseline-2021-03-24 :boiler_eff: NECB_Default :btap_batch_version: 1.0.002 :building_type: Outpatient :compute_environment: aws_batch :datapoint_id: 9f714f86-cf2b-4372-b01f-fa37cbe14bd3 :daylighting_type: NECB_Default :dcv_type: NECB_Default :door_construction_cond: NECB_Default :ecm_system_name: NECB_Default :enable_costing: true :epw_file: CAN_ON_Toronto.Pearson.Intl.AP.716240_CWEC2016.epw :erv_package: NECB_Default :ext_floor_cond: NECB_Default :ext_roof_cond: NECB_Default :ext_wall_cond: NECB_Default :fdwr_set: NECB_Default :fixed_wind_solar_trans: NECB_Default :fixed_window_cond: NECB_Default :furnace_eff: NECB_Default :glass_door_cond: NECB_Default :glass_door_solar_trans: NECB_Default :ground_floor_cond: NECB_Default :ground_roof_cond: NECB_Default :ground_wall_cond: NECB_Default :lights_scale: NECB_Default :lights_type: NECB_Default :overhead_door_cond: NECB_Default :primary_heating_fuel: NaturalGas :pv_ground_azimuth_angle: NECB_Default :pv_ground_module_description: NECB_Default :pv_ground_tilt_angle: NECB_Default :pv_ground_total_area_pv_panels_m2: NECB_Default :pv_ground_type: NECB_Default :rotation_degrees: NECB_Default :run_annual_simulation: true :s3_bucket: '834599497928' :scale_x: NECB_Default :scale_y: NECB_Default :scale_z: NECB_Default :shw_eff: NECB_Default :skylight_cond: NECB_Default :skylight_solar_trans: NECB_Default :srr_set: NECB_Default :template: NECB2017 | 0.00050473 | TRUE | 1518.618 |  | https://s3.console.aws.amazon.com/s3/buckets/834599497928?region=ca-central-1&prefix=sara.gilani/baseline-2021-03-24/6a87033d-ede6-4783-acf8-880bd0e50e61/output/9f714f86-cf2b-4372-b01f-fa37cbe14bd3/ | 1.0.002 | 0 | 0 |  | 0 | 0 | tier_1 | 0
629 | 0 |  | NECB_Default | NECB_Default | NECB_Default | NECB_Default | NECB_Default | NECB_Default | NECB_Default | NECB_Default | Outpatient | NECB2011 | CAN_ON_Toronto.Pearson.Intl.AP.716240_CWEC2016.epw | NaturalGas | NECB_Default | NECB_Default | NECB_Default | NECB_Default | NECB_Default | NECB_Default | NECB_Default | NECB_Default | NECB_Default | NECB_Default | NECB_Default | NECB_Default | NECB_Default | NECB_Default | NECB_Default | NECB_Default | NECB_Default | NECB_Default | NECB_Default | NECB_Default | NECB_Default | NECB_Default | NECB_Default | NECB_Default | NECB_Default | NECB_Default | NECB_Default | aws_batch | 834599497928 | [5 empty] | baseline-2021-03-24 | 6a87033d-ede6-4783-acf8-880bd0e50e61 | TRUE | TRUE | 5060e7e4-2a0d-4638-94cf-01b19cd71332 |  | 3804.01 | 2926.6316 | 40 | Outpatient |  |  | 5 | Outpatient | 3 |  | 3 | NECB2011 | 0.24527 | 11932.1528 | 96.9202 | 64.3416 | 67.975 | 3.5499 | 548.2443 | 315.4576 | TORONTO | ONTARIO | 2.4626 | 22.3852 | 0 | 24.8479 | 19.7303 | 3.9499 | 0 | 23.6801 | 0 | 0.064792 | 0 | 0 | 0.44338 | 0.11312 | 0 | 0.38032 | 0.08062 | 0.17498 | 0.45297 | 0.009235 | 0.89635 | 0.072647 | 45.8603 | 106.1007 | Natural Gas | 40 | 0.757 | [5 empty] | 0.183 | 0.278 | 2.2 | 2.2 | 5 | Toronto Pearson Intl AP | CAN | 382 | 3615 | 43.677 | -79.631 | 5 | 3890 | ON | CAN_ON_Toronto.Pearson.Intl.AP.716240_CWEC2016.epw | 0 | 0 | 0 | 0 | 276.35 | 196.9153 | 2.9674 | 0.01507 | 1084.6 | 0.1 | 2021-03-24 15:37:52 +0000 | eef80c06 | 0.2.11 | :adv_dx_units: NECB_Default :analysis_id: 6a87033d-ede6-4783-acf8-880bd0e50e61 :analysis_name: baseline-2021-03-24 :boiler_eff: NECB_Default :btap_batch_version: 1.0.002 :building_type: Outpatient :compute_environment: aws_batch :datapoint_id: 5060e7e4-2a0d-4638-94cf-01b19cd71332 :daylighting_type: NECB_Default :dcv_type: NECB_Default :door_construction_cond: NECB_Default :ecm_system_name: NECB_Default :enable_costing: true :epw_file: CAN_ON_Toronto.Pearson.Intl.AP.716240_CWEC2016.epw :erv_package: NECB_Default :ext_floor_cond: NECB_Default :ext_roof_cond: NECB_Default :ext_wall_cond: NECB_Default :fdwr_set: NECB_Default :fixed_wind_solar_trans: NECB_Default :fixed_window_cond: NECB_Default :furnace_eff: NECB_Default :glass_door_cond: NECB_Default :glass_door_solar_trans: NECB_Default :ground_floor_cond: NECB_Default :ground_roof_cond: NECB_Default :ground_wall_cond: NECB_Default :lights_scale: NECB_Default :lights_type: NECB_Default :overhead_door_cond: NECB_Default :primary_heating_fuel: NaturalGas :pv_ground_azimuth_angle: NECB_Default :pv_ground_module_description: NECB_Default :pv_ground_tilt_angle: NECB_Default :pv_ground_total_area_pv_panels_m2: NECB_Default :pv_ground_type: NECB_Default :rotation_degrees: NECB_Default :run_annual_simulation: true :s3_bucket: '834599497928' :scale_x: NECB_Default :scale_y: NECB_Default :scale_z: NECB_Default :shw_eff: NECB_Default :skylight_cond: NECB_Default :skylight_solar_trans: NECB_Default :srr_set: NECB_Default :template: NECB2011 | 0.00062828 | TRUE | 1639.5229 |  | https://s3.console.aws.amazon.com/s3/buckets/834599497928?region=ca-central-1&prefix=sara.gilani/baseline-2021-03-24/6a87033d-ede6-4783-acf8-880bd0e50e61/output/5060e7e4-2a0d-4638-94cf-01b19cd71332/ | 1.0.002 | 0 | 0 |  | 0 | 0 | tier_1 | 0
630 | 0 |  | NECB_Default | NECB_Default | NECB_Default | NECB_Default | NECB_Default | NECB_Default | NECB_Default | NECB_Default | Hospital | NECB2011 | CAN_AB_Calgary.Intl.AP.718770_CWEC2016.epw | Electricity | NECB_Default | NECB_Default | NECB_Default | NECB_Default | NECB_Default | NECB_Default | NECB_Default | NECB_Default | NECB_Default | NECB_Default | NECB_Default | NECB_Default | NECB_Default | NECB_Default | NECB_Default | NECB_Default | NECB_Default | NECB_Default | NECB_Default | NECB_Default | NECB_Default | NECB_Default | NECB_Default | NECB_Default | NECB_Default | NECB_Default | NECB_Default | aws_batch | 834599497928 | [5 empty] | baseline-2021-03-24 | 6a87033d-ede6-4783-acf8-880bd0e50e61 | TRUE | TRUE | f5418a93-a81d-49e6-92ad-727e44cde0c3 |  | 22436.08 | 9006.9497 | 33.3 | Hospital |  |  | 5 | Hospital | 5 |  | 6 | NECB2011 | 0.10131 | 88900.7399 | 45.9032 | 10.4116 | 68.202 | 5.7355 | 318.3835 | 188.1312 | CALGARY | ALBERTA | 270.3067 | 0 | 0 | 270.3067 | 25.6194 | 0 | 0 | 25.6194 | 0 | 0.022461 | 0 | 0 | 1.2317 | 0.14255 | 0.001658 | 0.59255 | 0.11866 | 0.25981 | 0 | 0.0014815 | 1.2317 | 0.092413 | 118.6776 | 0 | Electricity | 33.3 | 0.757 |  | 0.284 |  |  |  | 0.162 | 0.21 | 2.2 | 2.2 | 5 | Calgary Intl AP | CAN | 64 | 4781 | 51.114 | -114.02 | 7a | 5000 | AB | CAN_AB_Calgary.Intl.AP.718770_CWEC2016.epw | 0 | 5.6727 | 0.003302 | 2073.38 | 0 | 1717.9546 | 26.7946 | 0.015597 | 9793.44 | 0.1 | 2021-03-24 15:40:56 +0000 | eef80c06 | 0.2.11 | :adv_dx_units: NECB_Default :analysis_id: 6a87033d-ede6-4783-acf8-880bd0e50e61 :analysis_name: baseline-2021-03-24 :boiler_eff: NECB_Default :btap_batch_version: 1.0.002 :building_type: Hospital :compute_environment: aws_batch :datapoint_id: f5418a93-a81d-49e6-92ad-727e44cde0c3 :daylighting_type: NECB_Default :dcv_type: NECB_Default :door_construction_cond: NECB_Default :ecm_system_name: NECB_Default :enable_costing: true :epw_file: CAN_AB_Calgary.Intl.AP.718770_CWEC2016.epw :erv_package: NECB_Default :ext_floor_cond: NECB_Default :ext_roof_cond: NECB_Default :ext_wall_cond: NECB_Default :fdwr_set: NECB_Default :fixed_wind_solar_trans: NECB_Default :fixed_window_cond: NECB_Default :furnace_eff: NECB_Default :glass_door_cond: NECB_Default :glass_door_solar_trans: NECB_Default :ground_floor_cond: NECB_Default :ground_roof_cond: NECB_Default :ground_wall_cond: NECB_Default :lights_scale: NECB_Default :lights_type: NECB_Default :overhead_door_cond: NECB_Default :primary_heating_fuel: Electricity :pv_ground_azimuth_angle: NECB_Default :pv_ground_module_description: NECB_Default :pv_ground_tilt_angle: NECB_Default :pv_ground_total_area_pv_panels_m2: NECB_Default :pv_ground_type: NECB_Default :rotation_degrees: NECB_Default :run_annual_simulation: true :s3_bucket: '834599497928' :scale_x: NECB_Default :scale_y: NECB_Default :scale_z: NECB_Default :shw_eff: NECB_Default :skylight_cond: NECB_Default :skylight_solar_trans: NECB_Default :srr_set: NECB_Default :template: NECB2011 | 0.000119 | TRUE | 1999.4056 |  | https://s3.console.aws.amazon.com/s3/buckets/834599497928?region=ca-central-1&prefix=sara.gilani/baseline-2021-03-24/6a87033d-ede6-4783-acf8-880bd0e50e61/output/f5418a93-a81d-49e6-92ad-727e44cde0c3/ | 1.0.002 | 0 | 0 |  | 0 | 0 | tier_1 | 0
631 | 0 |  | NECB_Default | NECB_Default | NECB_Default | NECB_Default | NECB_Default | NECB_Default | NECB_Default | NECB_Default | Hospital | NECB2011 | CAN_YT_Whitehorse.Intl.AP.719640_CWEC2016.epw | Electricity | NECB_Default | NECB_Default | NECB_Default | NECB_Default | NECB_Default | NECB_Default | NECB_Default | NECB_Default | NECB_Default | NECB_Default | NECB_Default | NECB_Default | NECB_Default | NECB_Default | NECB_Default | NECB_Default | NECB_Default | NECB_Default | NECB_Default | NECB_Default | NECB_Default | NECB_Default | NECB_Default | NECB_Default | NECB_Default | NECB_Default | NECB_Default | aws_batch | 834599497928 | [5 empty] | baseline-2021-03-24 | 6a87033d-ede6-4783-acf8-880bd0e50e61 | TRUE | TRUE | c59ff7ad-448d-46c1-b43f-90acf58f1f93 |  | 22436.08 | 9006.9497 | 22.8 | Hospital |  |  | 5 | Hospital | 5 |  | 6 | NECB2011 | 0.10131 | 88900.7399 | 37.7281 | 7.7351 | 61.1913 | 5.6327 | 293.9864 | 181.6991 | WHITEHORSE | YUKON | 24.0499 | 0 | 0 | 24.0499 | 55.0774 | 0 | 0 | 55.0774 | 0 | 0.0073105 | 0 | 0 | 1.5463 | 0.12612 | 0.0019281 | 0.93015 | 0.11866 | 0.25981 | 0 | 0.0011477 | 1.5463 | 0.10108 | 156.3517 | 0 | Electricity | 22.8 | 0.757 |  | 0.284 |  |  |  | 0.162 | 0.21 | 2.2 | 2.2 | 5 | Whitehorse Intl AP | CAN | 5 | 6491 | 60.709 | -135.069 | 7b | 6580 | YT | CAN_YT_Whitehorse.Intl.AP.719640_CWEC2016.epw | 0 | 6.205 | 0.0039558 | 2267.93 | 0 | 1568.5727 | 26.7946 | 0.017082 | 9793.44 | 0.1 | 2021-03-24 15:40:20 +0000 | eef80c06 | 0.2.11 | :adv_dx_units: NECB_Default :analysis_id: 6a87033d-ede6-4783-acf8-880bd0e50e61 :analysis_name: baseline-2021-03-24 :boiler_eff: NECB_Default :btap_batch_version: 1.0.002 :building_type: Hospital :compute_environment: aws_batch :datapoint_id: c59ff7ad-448d-46c1-b43f-90acf58f1f93 :daylighting_type: NECB_Default :dcv_type: NECB_Default :door_construction_cond: NECB_Default :ecm_system_name: NECB_Default :enable_costing: true :epw_file: CAN_YT_Whitehorse.Intl.AP.719640_CWEC2016.epw :erv_package: NECB_Default :ext_floor_cond: NECB_Default :ext_roof_cond: NECB_Default :ext_wall_cond: NECB_Default :fdwr_set: NECB_Default :fixed_wind_solar_trans: NECB_Default :fixed_window_cond: NECB_Default :furnace_eff: NECB_Default :glass_door_cond: NECB_Default :glass_door_solar_trans: NECB_Default :ground_floor_cond: NECB_Default :ground_roof_cond: NECB_Default :ground_wall_cond: NECB_Default :lights_scale: NECB_Default :lights_type: NECB_Default :overhead_door_cond: NECB_Default :primary_heating_fuel: Electricity :pv_ground_azimuth_angle: NECB_Default :pv_ground_module_description: NECB_Default :pv_ground_tilt_angle: NECB_Default :pv_ground_total_area_pv_panels_m2: NECB_Default :pv_ground_type: NECB_Default :rotation_degrees: NECB_Default :run_annual_simulation: true :s3_bucket: '834599497928' :scale_x: NECB_Default :scale_y: NECB_Default :scale_z: NECB_Default :shw_eff: NECB_Default :skylight_cond: NECB_Default :skylight_solar_trans: NECB_Default :srr_set: NECB_Default :template: NECB2011 | 3.6103e-05 | TRUE | 1997.3058 |  | https://s3.console.aws.amazon.com/s3/buckets/834599497928?region=ca-central-1&prefix=sara.gilani/baseline-2021-03-24/6a87033d-ede6-4783-acf8-880bd0e50e61/output/c59ff7ad-448d-46c1-b43f-90acf58f1f93/ | 1.0.002 | 0 | 0 |  | 0 | 0 | tier_1 | 0
632 | 0 |  | NECB_Default | NECB_Default | NECB_Default | NECB_Default | NECB_Default | NECB_Default | NECB_Default | NECB_Default | Hospital | NECB2011 | CAN_NS_Halifax.Dockyard.713280_CWEC2016.epw | Electricity | NECB_Default | NECB_Default | NECB_Default | NECB_Default | NECB_Default | NECB_Default | NECB_Default | NECB_Default | NECB_Default | NECB_Default | NECB_Default | NECB_Default | NECB_Default | NECB_Default | NECB_Default | NECB_Default | NECB_Default | NECB_Default | NECB_Default | NECB_Default | NECB_Default | NECB_Default | NECB_Default | NECB_Default | NECB_Default | NECB_Default | NECB_Default | aws_batch | 834599497928 | [5 empty] | baseline-2021-03-24 | 6a87033d-ede6-4783-acf8-880bd0e50e61 | TRUE | TRUE | 2e142e9a-bf5c-4e89-8279-8f4e45344d30 |  | 22436.08 | 9006.9497 | 40 | Hospital |  |  | 5 | Hospital | 5 |  | 6 | NECB2011 | 0.10131 | 88900.7399 | 40.1295 | 9.51 | 61.6732 | 5.6787 | 293.9082 | 176.9168 | HALIFAX | NOVA SCOTIA | 233.9018 | 0 | 0 | 233.9018 | 45.8725 | 0 | 0 | 45.8725 | 0 | 0.027795 | 0 | 0 | 1.1534 | 0.13367 | 0.0027126 | 0.52255 | 0.11866 | 0.25981 | 0 | 0.0016117 | 1.1534 | 0.08645 | 113.3771 | 0 | Electricity | 40 | 0.757 |  | 0.284 |  |  |  | 0.183 | 0.247 | 2.2 | 2.2 | 5 | Halifax Dockyard | CAN | 112 | 3647 | 44.655 | -63.577 | 6 | 4000 | NS | CAN_NS_Halifax.Dockyard.713280_CWEC2016.epw | 0 | 5.3067 | 0.0031497 | 1939.6 | 0 | 1684.8229 | 26.7946 | 0.015904 | 9793.44 | 0.1 | 2021-03-24 15:40:59 +0000 | eef80c06 | 0.2.11 | :adv_dx_units: NECB_Default :analysis_id: 6a87033d-ede6-4783-acf8-880bd0e50e61 :analysis_name: baseline-2021-03-24 :boiler_eff: NECB_Default :btap_batch_version: 1.0.002 :building_type: Hospital :compute_environment: aws_batch :datapoint_id: 2e142e9a-bf5c-4e89-8279-8f4e45344d30 :daylighting_type: NECB_Default :dcv_type: NECB_Default :door_construction_cond: NECB_Default :ecm_system_name: NECB_Default :enable_costing: true :epw_file: CAN_NS_Halifax.Dockyard.713280_CWEC2016.epw :erv_package: NECB_Default :ext_floor_cond: NECB_Default :ext_roof_cond: NECB_Default :ext_wall_cond: NECB_Default :fdwr_set: NECB_Default :fixed_wind_solar_trans: NECB_Default :fixed_window_cond: NECB_Default :furnace_eff: NECB_Default :glass_door_cond: NECB_Default :glass_door_solar_trans: NECB_Default :ground_floor_cond: NECB_Default :ground_roof_cond: NECB_Default :ground_wall_cond: NECB_Default :lights_scale: NECB_Default :lights_type: NECB_Default :overhead_door_cond: NECB_Default :primary_heating_fuel: Electricity :pv_ground_azimuth_angle: NECB_Default :pv_ground_module_description: NECB_Default :pv_ground_tilt_angle: NECB_Default :pv_ground_total_area_pv_panels_m2: NECB_Default :pv_ground_type: NECB_Default :rotation_degrees: NECB_Default :run_annual_simulation: true :s3_bucket: '834599497928' :scale_x: NECB_Default :scale_y: NECB_Default :scale_z: NECB_Default :shw_eff: NECB_Default :skylight_cond: NECB_Default :skylight_solar_trans: NECB_Default :srr_set: NECB_Default :template: NECB2011 | 0.00017828 | TRUE | 2060.523 |  | https://s3.console.aws.amazon.com/s3/buckets/834599497928?region=ca-central-1&prefix=sara.gilani/baseline-2021-03-24/6a87033d-ede6-4783-acf8-880bd0e50e61/output/2e142e9a-bf5c-4e89-8279-8f4e45344d30/ | 1.0.002 | 0 | 0 |  | 0 | 0 | tier_1 | 0
633 | 0 |  | NECB_Default | NECB_Default | NECB_Default | NECB_Default | NECB_Default | NECB_Default | NECB_Default | NECB_Default | Hospital | NECB2011 | CAN_ON_Toronto.Pearson.Intl.AP.716240_CWEC2016.epw | Electricity | NECB_Default | NECB_Default | NECB_Default | NECB_Default | NECB_Default | NECB_Default | NECB_Default | NECB_Default | NECB_Default | NECB_Default | NECB_Default | NECB_Default | NECB_Default | NECB_Default | NECB_Default | NECB_Default | NECB_Default | NECB_Default | NECB_Default | NECB_Default | NECB_Default | NECB_Default | NECB_Default | NECB_Default | NECB_Default | NECB_Default | NECB_Default | aws_batch | 834599497928 | [5 empty] | baseline-2021-03-24 | 6a87033d-ede6-4783-acf8-880bd0e50e61 | TRUE | TRUE | d897c843-b204-4e71-abe7-9592482ad1a2 |  | 22436.08 | 9006.9497 | 40 | Hospital |  |  | 5 | Hospital | 5 |  | 6 | NECB2011 | 0.10131 | 88900.7399 | 49.0599 | 11.5705 | 68.5419 | 5.7328 | 328.776 | 193.871 | TORONTO | ONTARIO | 6.7204 | 0 | 0 | 6.7204 | 53.8436 | 0 | 0 | 53.8436 | 0 | 0.069364 | 0 | 0 | 1.21 | 0.13693 | 0.0019379 | 0.53604 | 0.11866 | 0.25981 | 0 | 0.0019224 | 1.21 | 0.084984 | 120.6056 | 0 | Electricity | 40 | 0.757 |  | 0.379 |  |  |  | 0.183 | 0.278 | 2.2 | 2.2 | 5 | Toronto Pearson Intl AP | CAN | 382 | 3615 | 43.677 | -79.631 | 5 | 3890 | ON | CAN_ON_Toronto.Pearson.Intl.AP.716240_CWEC2016.epw | 0 | 5.2167 | 0.0029549 | 1906.7 | 0 | 1765.4451 | 26.7946 | 0.015177 | 9793.44 | 0.1 | 2021-03-24 15:43:15 +0000 | eef80c06 | 0.2.11 | :adv_dx_units: NECB_Default :analysis_id: 6a87033d-ede6-4783-acf8-880bd0e50e61 :analysis_name: baseline-2021-03-24 :boiler_eff: NECB_Default :btap_batch_version: 1.0.002 :building_type: Hospital :compute_environment: aws_batch :datapoint_id: d897c843-b204-4e71-abe7-9592482ad1a2 :daylighting_type: NECB_Default :dcv_type: NECB_Default :door_construction_cond: NECB_Default :ecm_system_name: NECB_Default :enable_costing: true :epw_file: CAN_ON_Toronto.Pearson.Intl.AP.716240_CWEC2016.epw :erv_package: NECB_Default :ext_floor_cond: NECB_Default :ext_roof_cond: NECB_Default :ext_wall_cond: NECB_Default :fdwr_set: NECB_Default :fixed_wind_solar_trans: NECB_Default :fixed_window_cond: NECB_Default :furnace_eff: NECB_Default :glass_door_cond: NECB_Default :glass_door_solar_trans: NECB_Default :ground_floor_cond: NECB_Default :ground_roof_cond: NECB_Default :ground_wall_cond: NECB_Default :lights_scale: NECB_Default :lights_type: NECB_Default :overhead_door_cond: NECB_Default :primary_heating_fuel: Electricity :pv_ground_azimuth_angle: NECB_Default :pv_ground_module_description: NECB_Default :pv_ground_tilt_angle: NECB_Default :pv_ground_total_area_pv_panels_m2: NECB_Default :pv_ground_type: NECB_Default :rotation_degrees: NECB_Default :run_annual_simulation: true :s3_bucket: '834599497928' :scale_x: NECB_Default :scale_y: NECB_Default :scale_z: NECB_Default :shw_eff: NECB_Default :skylight_cond: NECB_Default :skylight_solar_trans: NECB_Default :srr_set: NECB_Default :template: NECB2011 | 0.0003169 | TRUE | 2122.5782 |  | https://s3.console.aws.amazon.com/s3/buckets/834599497928?region=ca-central-1&prefix=sara.gilani/baseline-2021-03-24/6a87033d-ede6-4783-acf8-880bd0e50e61/output/d897c843-b204-4e71-abe7-9592482ad1a2/ | 1.0.002 | 0 | 0 |  | 0 | 0 | tier_1 | 0
634 | 0 |  | NECB_Default | NECB_Default | NECB_Default | NECB_Default | NECB_Default | NECB_Default | NECB_Default | NECB_Default | Hospital | NECB2011 | CAN_QC_Montreal-Trudeau.Intl.AP.716270_CWEC2016.epw | NaturalGas | NECB_Default | NECB_Default | NECB_Default | NECB_Default | NECB_Default | NECB_Default | NECB_Default | NECB_Default | NECB_Default | NECB_Default | NECB_Default | NECB_Default | NECB_Default | NECB_Default | NECB_Default | NECB_Default | NECB_Default | NECB_Default | NECB_Default | NECB_Default | NECB_Default | NECB_Default | NECB_Default | NECB_Default | NECB_Default | NECB_Default | NECB_Default | aws_batch | 834599497928 | [5 empty] | baseline-2021-03-24 | 6a87033d-ede6-4783-acf8-880bd0e50e61 | TRUE | TRUE | 9e0bdb81-2ce1-4746-aebd-0dd6cb0f8a1d |  | 22436.08 | 9006.9497 | 37.3 | Hospital |  |  | 5 | Hospital | 5 |  | 6 | NECB2011 | 0.10131 | 88900.7399 | 45.5873 | 19.6852 | 63.7587 | 1.6278 | 296.7172 | 166.0581 | MONTREAL | QUEBEC | 0.22524 | 48.9389 | 0 | 49.1642 | 14.3451 | 12.8192 | 0 | 27.1642 | 0 | 0.063086 | 0 | 0 | 0.5796 | 0.13313 | 0.0027126 | 0.87886 | 0.11866 | 0.25981 | 0.99066 | 0.0019041 | 1.5703 | 0.1118 | 47.0893 | 138.094 | Natural Gas | 37.3 | 0.757 |  | 0.284 |  |  |  | 0.183 | 0.247 | 2.2 | 2.2 | 5 | Montreal-Trudeau Intl AP | CAN | 323 | 4090 | 45.471 | -73.741 | 6 | 4400 | QC | CAN_QC_Montreal-Trudeau.Intl.AP.716270_CWEC2016.epw | 0 | 0 | 0 | 0 | 2508.44 | 1797.8054 | 26.7946 | 0.014904 | 9793.44 | 0.1 | 2021-03-24 15:43:28 +0000 | eef80c06 | 0.2.11 | :adv_dx_units: NECB_Default :analysis_id: 6a87033d-ede6-4783-acf8-880bd0e50e61 :analysis_name: baseline-2021-03-24 :boiler_eff: NECB_Default :btap_batch_version: 1.0.002 :building_type: Hospital :compute_environment: aws_batch :datapoint_id: 9e0bdb81-2ce1-4746-aebd-0dd6cb0f8a1d :daylighting_type: NECB_Default :dcv_type: NECB_Default :door_construction_cond: NECB_Default :ecm_system_name: NECB_Default :enable_costing: true :epw_file: CAN_QC_Montreal-Trudeau.Intl.AP.716270_CWEC2016.epw :erv_package: NECB_Default :ext_floor_cond: NECB_Default :ext_roof_cond: NECB_Default :ext_wall_cond: NECB_Default :fdwr_set: NECB_Default :fixed_wind_solar_trans: NECB_Default :fixed_window_cond: NECB_Default :furnace_eff: NECB_Default :glass_door_cond: NECB_Default :glass_door_solar_trans: NECB_Default :ground_floor_cond: NECB_Default :ground_roof_cond: NECB_Default :ground_wall_cond: NECB_Default :lights_scale: NECB_Default :lights_type: NECB_Default :overhead_door_cond: NECB_Default :primary_heating_fuel: NaturalGas :pv_ground_azimuth_angle: NECB_Default :pv_ground_module_description: NECB_Default :pv_ground_tilt_angle: NECB_Default :pv_ground_total_area_pv_panels_m2: NECB_Default :pv_ground_type: NECB_Default :rotation_degrees: NECB_Default :run_annual_simulation: true :s3_bucket: '834599497928' :scale_x: NECB_Default :scale_y: NECB_Default :scale_z: NECB_Default :shw_eff: NECB_Default :skylight_cond: NECB_Default :skylight_solar_trans: NECB_Default :srr_set: NECB_Default :template: NECB2011 | 0.00029773 | TRUE | 2182.0703 |  | https://s3.console.aws.amazon.com/s3/buckets/834599497928?region=ca-central-1&prefix=sara.gilani/baseline-2021-03-24/6a87033d-ede6-4783-acf8-880bd0e50e61/output/9e0bdb81-2ce1-4746-aebd-0dd6cb0f8a1d/ | 1.0.002 | 0 | 0 |  | 0 | 0 | tier_1 | 0
635 | 0 |  | NECB_Default | NECB_Default | NECB_Default | NECB_Default | NECB_Default | NECB_Default | NECB_Default | NECB_Default | Hospital | NECB2015 | CAN_QC_Montreal-Trudeau.Intl.AP.716270_CWEC2016.epw | Electricity | NECB_Default | NECB_Default | NECB_Default | NECB_Default | NECB_Default | NECB_Default | NECB_Default | NECB_Default | NECB_Default | NECB_Default | NECB_Default | NECB_Default | NECB_Default | NECB_Default | NECB_Default | NECB_Default | NECB_Default | NECB_Default | NECB_Default | NECB_Default | NECB_Default | NECB_Default | NECB_Default | NECB_Default | NECB_Default | NECB_Default | NECB_Default | aws_batch | 834599497928 | [5 empty] | baseline-2021-03-24 | 6a87033d-ede6-4783-acf8-880bd0e50e61 | TRUE | TRUE | d4a4eb7e-1833-45ed-82d6-cae59a9d4e4c |  | 22436.08 | 9006.9497 | 37.3 | Hospital |  |  | 5 | Hospital | 5 |  | 6 | NECB2015 | 0.10131 | 88900.7399 | 45.5873 | 11.8175 | 64.5902 | 5.6308 | 312.6891 | 185.0633 | MONTREAL | QUEBEC | 0.42823 | 0 | 0 | 0.42823 | 27.2738 | 0 | 0 | 27.2738 | 0 | 0.059266 | 0 | 0 | 1.102 | 0.12416 | 0.0027126 | 0.47198 | 0.11637 | 0.2427 | 0 | 0.0020053 | 1.102 | 0.082522 | 108.8468 | 0 | Electricity | 37.3 | 0.757 |  | 0.284 |  |  |  | 0.183 | 0.247 | 2.2 | 2.2 | 5 | Montreal-Trudeau Intl AP | CAN | 323 | 4090 | 45.471 | -73.741 | 6 | 4400 | QC | CAN_QC_Montreal-Trudeau.Intl.AP.716270_CWEC2016.epw | 0 | 5.0656 | 0.0028399 | 1851.47 | 0 | 1783.6919 | 25.2193 | 0.014139 | 9217.64 | 0.1 | 2021-03-24 15:43:46 +0000 | eef80c06 | 0.2.11 | :adv_dx_units: NECB_Default :analysis_id: 6a87033d-ede6-4783-acf8-880bd0e50e61 :analysis_name: baseline-2021-03-24 :boiler_eff: NECB_Default :btap_batch_version: 1.0.002 :building_type: Hospital :compute_environment: aws_batch :datapoint_id: d4a4eb7e-1833-45ed-82d6-cae59a9d4e4c :daylighting_type: NECB_Default :dcv_type: NECB_Default :door_construction_cond: NECB_Default :ecm_system_name: NECB_Default :enable_costing: true :epw_file: CAN_QC_Montreal-Trudeau.Intl.AP.716270_CWEC2016.epw :erv_package: NECB_Default :ext_floor_cond: NECB_Default :ext_roof_cond: NECB_Default :ext_wall_cond: NECB_Default :fdwr_set: NECB_Default :fixed_wind_solar_trans: NECB_Default :fixed_window_cond: NECB_Default :furnace_eff: NECB_Default :glass_door_cond: NECB_Default :glass_door_solar_trans: NECB_Default :ground_floor_cond: NECB_Default :ground_roof_cond: NECB_Default :ground_wall_cond: NECB_Default :lights_scale: NECB_Default :lights_type: NECB_Default :overhead_door_cond: NECB_Default :primary_heating_fuel: Electricity :pv_ground_azimuth_angle: NECB_Default :pv_ground_module_description: NECB_Default :pv_ground_tilt_angle: NECB_Default :pv_ground_total_area_pv_panels_m2: NECB_Default :pv_ground_type: NECB_Default :rotation_degrees: NECB_Default :run_annual_simulation: true :s3_bucket: '834599497928' :scale_x: NECB_Default :scale_y: NECB_Default :scale_z: NECB_Default :shw_eff: NECB_Default :skylight_cond: NECB_Default :skylight_solar_trans: NECB_Default :srr_set: NECB_Default :template: NECB2015 | 0.00025584 | TRUE | 2181.6884 |  | https://s3.console.aws.amazon.com/s3/buckets/834599497928?region=ca-central-1&prefix=sara.gilani/baseline-2021-03-24/6a87033d-ede6-4783-acf8-880bd0e50e61/output/d4a4eb7e-1833-45ed-82d6-cae59a9d4e4c/ | 1.0.002 | 0 | 0 |  | 0 | 0 | tier_1 | 0
636 | 0 |  | NECB_Default | NECB_Default | NECB_Default | NECB_Default | NECB_Default | NECB_Default | NECB_Default | NECB_Default | Hospital | NECB2011 | CAN_YT_Whitehorse.Intl.AP.719640_CWEC2016.epw | NaturalGas | NECB_Default | NECB_Default | NECB_Default | NECB_Default | NECB_Default | NECB_Default | NECB_Default | NECB_Default | NECB_Default | NECB_Default | NECB_Default | NECB_Default | NECB_Default | NECB_Default | NECB_Default | NECB_Default | NECB_Default | NECB_Default | NECB_Default | NECB_Default | NECB_Default | NECB_Default | NECB_Default | NECB_Default | NECB_Default | NECB_Default | NECB_Default | aws_batch | 834599497928 | [5 empty] | baseline-2021-03-24 | 6a87033d-ede6-4783-acf8-880bd0e50e61 | TRUE | TRUE | a920cf15-ac4c-4563-9d2e-9ce37afee6fb |  | 22436.08 | 9006.9497 | 22.8 | Hospital |  |  | 5 | Hospital | 5 |  | 6 | NECB2011 | 0.10131 | 88900.7399 | 37.7281 | 13.1306 | 61.1913 | 1.5549 | 265.6419 | 152.037 | WHITEHORSE | YUKON | 8.0359 | 69.6201 | 0 | 77.656 | 18.4033 | 12.6899 | 0 | 31.0932 | 0 | 0.0073507 | 0 | 0 | 0.51666 | 0.12619 | 0.0019299 | 1.2709 | 0.11866 | 0.25981 | 1.3991 | 0.002676 | 1.9158 | 0.12825 | 34.6091 | 173.0978 | Natural Gas | 22.8 | 0.757 |  | 0.284 |  |  |  | 0.162 | 0.21 | 2.2 | 2.2 | 5 | Whitehorse Intl AP | CAN | 5 | 6491 | 60.709 | -135.069 | 7b | 6580 | YT | CAN_YT_Whitehorse.Intl.AP.719640_CWEC2016.epw | 0 | 0 | 0 | 0 | 2877.33 | 1568.5727 | 26.7946 | 0.017082 | 9793.44 | 0.1 | 2021-03-24 15:43:35 +0000 | eef80c06 | 0.2.11 | :adv_dx_units: NECB_Default :analysis_id: 6a87033d-ede6-4783-acf8-880bd0e50e61 :analysis_name: baseline-2021-03-24 :boiler_eff: NECB_Default :btap_batch_version: 1.0.002 :building_type: Hospital :compute_environment: aws_batch :datapoint_id: a920cf15-ac4c-4563-9d2e-9ce37afee6fb :daylighting_type: NECB_Default :dcv_type: NECB_Default :door_construction_cond: NECB_Default :ecm_system_name: NECB_Default :enable_costing: true :epw_file: CAN_YT_Whitehorse.Intl.AP.719640_CWEC2016.epw :erv_package: NECB_Default :ext_floor_cond: NECB_Default :ext_roof_cond: NECB_Default :ext_wall_cond: NECB_Default :fdwr_set: NECB_Default :fixed_wind_solar_trans: NECB_Default :fixed_window_cond: NECB_Default :furnace_eff: NECB_Default :glass_door_cond: NECB_Default :glass_door_solar_trans: NECB_Default :ground_floor_cond: NECB_Default :ground_roof_cond: NECB_Default :ground_wall_cond: NECB_Default :lights_scale: NECB_Default :lights_type: NECB_Default :overhead_door_cond: NECB_Default :primary_heating_fuel: NaturalGas :pv_ground_azimuth_angle: NECB_Default :pv_ground_module_description: NECB_Default :pv_ground_tilt_angle: NECB_Default :pv_ground_total_area_pv_panels_m2: NECB_Default :pv_ground_type: NECB_Default :rotation_degrees: NECB_Default :run_annual_simulation: true :s3_bucket: '834599497928' :scale_x: NECB_Default :scale_y: NECB_Default :scale_z: NECB_Default :shw_eff: NECB_Default :skylight_cond: NECB_Default :skylight_solar_trans: NECB_Default :srr_set: NECB_Default :template: NECB2011 | 3.6103e-05 | TRUE | 2182.7822 |  | https://s3.console.aws.amazon.com/s3/buckets/834599497928?region=ca-central-1&prefix=sara.gilani/baseline-2021-03-24/6a87033d-ede6-4783-acf8-880bd0e50e61/output/a920cf15-ac4c-4563-9d2e-9ce37afee6fb/ | 1.0.002 | 0 | 0 |  | 0 | 0 | tier_1 | 0
637 | 0 |  | NECB_Default | NECB_Default | NECB_Default | NECB_Default | NECB_Default | NECB_Default | NECB_Default | NECB_Default | Hospital | NECB2011 | CAN_ON_Toronto.Pearson.Intl.AP.716240_CWEC2016.epw | NaturalGas | NECB_Default | NECB_Default | NECB_Default | NECB_Default | NECB_Default | NECB_Default | NECB_Default | NECB_Default | NECB_Default | NECB_Default | NECB_Default | NECB_Default | NECB_Default | NECB_Default | NECB_Default | NECB_Default | NECB_Default | NECB_Default | NECB_Default | NECB_Default | NECB_Default | NECB_Default | NECB_Default | NECB_Default | NECB_Default | NECB_Default | NECB_Default | aws_batch | 834599497928 | [5 empty] | baseline-2021-03-24 | 6a87033d-ede6-4783-acf8-880bd0e50e61 | TRUE | TRUE | a8c2a23f-19fa-4daa-a2b2-cc2952cdd1dc |  | 22436.08 | 9006.9497 | 40 | Hospital |  |  | 5 | Hospital | 5 |  | 6 | NECB2011 | 0.10131 | 88900.7399 | 49.0599 | 19.6889 | 68.5419 | 1.6406 | 308.8873 | 169.9559 | TORONTO | ONTARIO | 3.2764 | 41.8303 | 0 | 45.1067 | 26.2503 | 7.381 | 0 | 33.6312 | 0 | 0.070113 | 0 | 0 | 0.58989 | 0.13705 | 0.0019393 | 0.7379 | 0.11866 | 0.25981 | 0.84644 | 0.0019981 | 1.4363 | 0.10854 | 48.3424 | 127.7207 | Natural Gas | 40 | 0.757 |  | 0.379 |  |  |  | 0.183 | 0.278 | 2.2 | 2.2 | 5 | Toronto Pearson Intl AP | CAN | 382 | 3615 | 43.677 | -79.631 | 5 | 3890 | ON | CAN_ON_Toronto.Pearson.Intl.AP.716240_CWEC2016.epw | 0 | 0 | 0 | 0 | 2435.14 | 1765.4451 | 26.7946 | 0.015177 | 9793.44 | 0.1 | 2021-03-24 15:43:57 +0000 | eef80c06 | 0.2.11 | :adv_dx_units: NECB_Default :analysis_id: 6a87033d-ede6-4783-acf8-880bd0e50e61 :analysis_name: baseline-2021-03-24 :boiler_eff: NECB_Default :btap_batch_version: 1.0.002 :building_type: Hospital :compute_environment: aws_batch :datapoint_id: a8c2a23f-19fa-4daa-a2b2-cc2952cdd1dc :daylighting_type: NECB_Default :dcv_type: NECB_Default :door_construction_cond: NECB_Default :ecm_system_name: NECB_Default :enable_costing: true :epw_file: CAN_ON_Toronto.Pearson.Intl.AP.716240_CWEC2016.epw :erv_package: NECB_Default :ext_floor_cond: NECB_Default :ext_roof_cond: NECB_Default :ext_wall_cond: NECB_Default :fdwr_set: NECB_Default :fixed_wind_solar_trans: NECB_Default :fixed_window_cond: NECB_Default :furnace_eff: NECB_Default :glass_door_cond: NECB_Default :glass_door_solar_trans: NECB_Default :ground_floor_cond: NECB_Default :ground_roof_cond: NECB_Default :ground_wall_cond: NECB_Default :lights_scale: NECB_Default :lights_type: NECB_Default :overhead_door_cond: NECB_Default :primary_heating_fuel: NaturalGas :pv_ground_azimuth_angle: NECB_Default :pv_ground_module_description: NECB_Default :pv_ground_tilt_angle: NECB_Default :pv_ground_total_area_pv_panels_m2: NECB_Default :pv_ground_type: NECB_Default :rotation_degrees: NECB_Default :run_annual_simulation: true :s3_bucket: '834599497928' :scale_x: NECB_Default :scale_y: NECB_Default :scale_z: NECB_Default :shw_eff: NECB_Default :skylight_cond: NECB_Default :skylight_solar_trans: NECB_Default :srr_set: NECB_Default :template: NECB2011 | 0.0003169 | TRUE | 2184.6349 |  | https://s3.console.aws.amazon.com/s3/buckets/834599497928?region=ca-central-1&prefix=sara.gilani/baseline-2021-03-24/6a87033d-ede6-4783-acf8-880bd0e50e61/output/a8c2a23f-19fa-4daa-a2b2-cc2952cdd1dc/ | 1.0.002 | 0 | 0 |  | 0 | 0 | tier_1 | 0
638 | 0 |  | NECB_Default | NECB_Default | NECB_Default | NECB_Default | NECB_Default | NECB_Default | NECB_Default | NECB_Default | Hospital | NECB2011 | CAN_QC_Montreal-Trudeau.Intl.AP.716270_CWEC2016.epw | Electricity | NECB_Default | NECB_Default | NECB_Default | NECB_Default | NECB_Default | NECB_Default | NECB_Default | NECB_Default | NECB_Default | NECB_Default | NECB_Default | NECB_Default | NECB_Default | NECB_Default | NECB_Default | NECB_Default | NECB_Default | NECB_Default | NECB_Default | NECB_Default | NECB_Default | NECB_Default | NECB_Default | NECB_Default | NECB_Default | NECB_Default | NECB_Default | aws_batch | 834599497928 | [5 empty] | baseline-2021-03-24 | 6a87033d-ede6-4783-acf8-880bd0e50e61 | TRUE | TRUE | 0155fb2f-415b-41d0-841c-d967440dd4c6 |  | 22436.08 | 9006.9497 | 37.3 | Hospital |  |  | 5 | Hospital | 5 |  | 6 | NECB2011 | 0.10131 | 88900.7399 | 45.5873 | 11.5373 | 63.7587 | 5.7322 | 318.6048 | 191.9894 | MONTREAL | QUEBEC | 0.50932 | 0 | 0 | 0.50932 | 32.4383 | 0 | 0 | 32.4383 | 0 | 0.062413 | 0 | 0 | 1.3106 | 0.13303 | 0.0027126 | 0.64423 | 0.11866 | 0.25981 | 0 | 0.0018243 | 1.3106 | 0.087652 | 130.5361 | 0 | Electricity | 37.3 | 0.757 |  | 0.284 |  |  |  | 0.183 | 0.247 | 2.2 | 2.2 | 5 | Montreal-Trudeau Intl AP | CAN | 323 | 4090 | 45.471 | -73.741 | 6 | 4400 | QC | CAN_QC_Montreal-Trudeau.Intl.AP.716270_CWEC2016.epw | 0 | 5.3805 | 0.0029928 | 1966.56 | 0 | 1797.8054 | 26.7946 | 0.014904 | 9793.44 | 0.1 | 2021-03-24 15:43:45 +0000 | eef80c06 | 0.2.11 | :adv_dx_units: NECB_Default :analysis_id: 6a87033d-ede6-4783-acf8-880bd0e50e61 :analysis_name: baseline-2021-03-24 :boiler_eff: NECB_Default :btap_batch_version: 1.0.002 :building_type: Hospital :compute_environment: aws_batch :datapoint_id: 0155fb2f-415b-41d0-841c-d967440dd4c6 :daylighting_type: NECB_Default :dcv_type: NECB_Default :door_construction_cond: NECB_Default :ecm_system_name: NECB_Default :enable_costing: true :epw_file: CAN_QC_Montreal-Trudeau.Intl.AP.716270_CWEC2016.epw :erv_package: NECB_Default :ext_floor_cond: NECB_Default :ext_roof_cond: NECB_Default :ext_wall_cond: NECB_Default :fdwr_set: NECB_Default :fixed_wind_solar_trans: NECB_Default :fixed_window_cond: NECB_Default :furnace_eff: NECB_Default :glass_door_cond: NECB_Default :glass_door_solar_trans: NECB_Default :ground_floor_cond: NECB_Default :ground_roof_cond: NECB_Default :ground_wall_cond: NECB_Default :lights_scale: NECB_Default :lights_type: NECB_Default :overhead_door_cond: NECB_Default :primary_heating_fuel: Electricity :pv_ground_azimuth_angle: NECB_Default :pv_ground_module_description: NECB_Default :pv_ground_tilt_angle: NECB_Default :pv_ground_total_area_pv_panels_m2: NECB_Default :pv_ground_type: NECB_Default :rotation_degrees: NECB_Default :run_annual_simulation: true :s3_bucket: '834599497928' :scale_x: NECB_Default :scale_y: NECB_Default :scale_z: NECB_Default :shw_eff: NECB_Default :skylight_cond: NECB_Default :skylight_solar_trans: NECB_Default :srr_set: NECB_Default :template: NECB2011 | 0.00029773 | TRUE | 2244.3988 |  | https://s3.console.aws.amazon.com/s3/buckets/834599497928?region=ca-central-1&prefix=sara.gilani/baseline-2021-03-24/6a87033d-ede6-4783-acf8-880bd0e50e61/output/0155fb2f-415b-41d0-841c-d967440dd4c6/ | 1.0.002 | 0 | 0 |  | 0 | 0 | tier_1 | 0
639 | 0 |  | NECB_Default | NECB_Default | NECB_Default | NECB_Default | NECB_Default | NECB_Default | NECB_Default | NECB_Default | Hospital | NECB2011 | CAN_AB_Edmonton.Intl.AP.711230_CWEC2016.epw | Electricity | NECB_Default | NECB_Default | NECB_Default | NECB_Default | NECB_Default | NECB_Default | NECB_Default | NECB_Default | NECB_Default | NECB_Default | NECB_Default | NECB_Default | NECB_Default | NECB_Default | NECB_Default | NECB_Default | NECB_Default | NECB_Default | NECB_Default | NECB_Default | NECB_Default | NECB_Default | NECB_Default | NECB_Default | NECB_Default | NECB_Default | NECB_Default | aws_batch | 834599497928 | [5 empty] | baseline-2021-03-24 | 6a87033d-ede6-4783-acf8-880bd0e50e61 | TRUE | TRUE | e3a0ac30-485e-4da8-a8e1-16a284fb6aea |  | 22436.08 | 9006.9497 | 32.5 | Hospital |  |  | 5 | Hospital | 5 |  | 6 | NECB2011 | 0.10131 | 88900.7399 | 45.8334 | 10.6279 | 69.0603 | 5.7309 | 322.9642 | 191.7117 | EDMONTON | ALBERTA | 309.8351 | 0 | 0 | 309.8351 | 29.3659 | 0 | 0 | 29.3659 | 0 | 0.019307 | 0 | 0 | 1.4118 | 0.13678 | 0.0017628 | 0.77729 | 0.11866 | 0.25981 | 0 | 0.0014454 | 1.4118 | 0.096651 | 140.6024 | 0 | Electricity | 32.5 | 0.757 |  | 0.284 |  |  |  | 0.162 | 0.21 | 2.2 | 2.2 | 5 | Edmonton Intl AP | CAN | 23 | 5588 | 53.31 | -113.579 | 7a | 5120 | AB | CAN_AB_Edmonton.Intl.AP.711230_CWEC2016.epw | 0 | 5.9329 | 0.0033968 | 2168.46 | 0 | 1746.6167 | 26.7946 | 0.015341 | 9793.44 | 0.1 | 2021-03-24 15:44:30 +0000 | eef80c06 | 0.2.11 | :adv_dx_units: NECB_Default :analysis_id: 6a87033d-ede6-4783-acf8-880bd0e50e61 :analysis_name: baseline-2021-03-24 :boiler_eff: NECB_Default :btap_batch_version: 1.0.002 :building_type: Hospital :compute_environment: aws_batch :datapoint_id: e3a0ac30-485e-4da8-a8e1-16a284fb6aea :daylighting_type: NECB_Default :dcv_type: NECB_Default :door_construction_cond: NECB_Default :ecm_system_name: NECB_Default :enable_costing: true :epw_file: CAN_AB_Edmonton.Intl.AP.711230_CWEC2016.epw :erv_package: NECB_Default :ext_floor_cond: NECB_Default :ext_roof_cond: NECB_Default :ext_wall_cond: NECB_Default :fdwr_set: NECB_Default :fixed_wind_solar_trans: NECB_Default :fixed_window_cond: NECB_Default :furnace_eff: NECB_Default :glass_door_cond: NECB_Default :glass_door_solar_trans: NECB_Default :ground_floor_cond: NECB_Default :ground_roof_cond: NECB_Default :ground_wall_cond: NECB_Default :lights_scale: NECB_Default :lights_type: NECB_Default :overhead_door_cond: NECB_Default :primary_heating_fuel: Electricity :pv_ground_azimuth_angle: NECB_Default :pv_ground_module_description: NECB_Default :pv_ground_tilt_angle: NECB_Default :pv_ground_total_area_pv_panels_m2: NECB_Default :pv_ground_type: NECB_Default :rotation_degrees: NECB_Default :run_annual_simulation: true :s3_bucket: '834599497928' :scale_x: NECB_Default :scale_y: NECB_Default :scale_z: NECB_Default :shw_eff: NECB_Default :skylight_cond: NECB_Default :skylight_solar_trans: NECB_Default :srr_set: NECB_Default :template: NECB2011 | 0.0001092 | TRUE | 2242.782 |  | https://s3.console.aws.amazon.com/s3/buckets/834599497928?region=ca-central-1&prefix=sara.gilani/baseline-2021-03-24/6a87033d-ede6-4783-acf8-880bd0e50e61/output/e3a0ac30-485e-4da8-a8e1-16a284fb6aea/ | 1.0.002 | 0 | 0 |  | 0 | 0 | tier_1 | 0
640 | 0 |  | NECB_Default | NECB_Default | NECB_Default | NECB_Default | NECB_Default | NECB_Default | NECB_Default | NECB_Default | Hospital | NECB2011 | CAN_NS_Halifax.Dockyard.713280_CWEC2016.epw | NaturalGas | NECB_Default | NECB_Default | NECB_Default | NECB_Default | NECB_Default | NECB_Default | NECB_Default | NECB_Default | NECB_Default | NECB_Default | NECB_Default | NECB_Default | NECB_Default | NECB_Default | NECB_Default | NECB_Default | NECB_Default | NECB_Default | NECB_Default | NECB_Default | NECB_Default | NECB_Default | NECB_Default | NECB_Default | NECB_Default | NECB_Default | NECB_Default | aws_batch | 834599497928 | [5 empty] | baseline-2021-03-24 | 6a87033d-ede6-4783-acf8-880bd0e50e61 | TRUE | TRUE | 0f7aeae7-4604-48ac-806c-67c711983d85 |  | 22436.08 | 9006.9497 | 40 | Hospital |  |  | 5 | Hospital | 5 |  | 6 | NECB2011 | 0.10131 | 88900.7399 | 40.1295 | 15.0438 | 61.6732 | 1.5765 | 272.2394 | 153.8163 | HALIFAX | NOVA SCOTIA | 110.7349 | 41.1237 | 0 | 151.8585 | 21.7172 | 10.38 | 0 | 32.0972 | 0 | 0.02798 | 0 | 0 | 0.54607 | 0.13377 | 0.0027126 | 0.71606 | 0.11866 | 0.25981 | 0.82643 | 0.0029537 | 1.3725 | 0.11037 | 38.3752 | 115.3044 | Natural Gas | 40 | 0.757 |  | 0.284 |  |  |  | 0.183 | 0.247 | 2.2 | 2.2 | 5 | Halifax Dockyard | CAN | 112 | 3647 | 44.655 | -63.577 | 6 | 4000 | NS | CAN_NS_Halifax.Dockyard.713280_CWEC2016.epw | 0 | 0 | 0 | 0 | 2476.37 | 1684.8229 | 26.7946 | 0.015904 | 9793.44 | 0.1 | 2021-03-24 15:44:37 +0000 | eef80c06 | 0.2.11 | :adv_dx_units: NECB_Default :analysis_id: 6a87033d-ede6-4783-acf8-880bd0e50e61 :analysis_name: baseline-2021-03-24 :boiler_eff: NECB_Default :btap_batch_version: 1.0.002 :building_type: Hospital :compute_environment: aws_batch :datapoint_id: 0f7aeae7-4604-48ac-806c-67c711983d85 :daylighting_type: NECB_Default :dcv_type: NECB_Default :door_construction_cond: NECB_Default :ecm_system_name: NECB_Default :enable_costing: true :epw_file: CAN_NS_Halifax.Dockyard.713280_CWEC2016.epw :erv_package: NECB_Default :ext_floor_cond: NECB_Default :ext_roof_cond: NECB_Default :ext_wall_cond: NECB_Default :fdwr_set: NECB_Default :fixed_wind_solar_trans: NECB_Default :fixed_window_cond: NECB_Default :furnace_eff: NECB_Default :glass_door_cond: NECB_Default :glass_door_solar_trans: NECB_Default :ground_floor_cond: NECB_Default :ground_roof_cond: NECB_Default :ground_wall_cond: NECB_Default :lights_scale: NECB_Default :lights_type: NECB_Default :overhead_door_cond: NECB_Default :primary_heating_fuel: NaturalGas :pv_ground_azimuth_angle: NECB_Default :pv_ground_module_description: NECB_Default :pv_ground_tilt_angle: NECB_Default :pv_ground_total_area_pv_panels_m2: NECB_Default :pv_ground_type: NECB_Default :rotation_degrees: NECB_Default :run_annual_simulation: true :s3_bucket: '834599497928' :scale_x: NECB_Default :scale_y: NECB_Default :scale_z: NECB_Default :shw_eff: NECB_Default :skylight_cond: NECB_Default :skylight_solar_trans: NECB_Default :srr_set: NECB_Default :template: NECB2011 | 0.00017828 | TRUE | 2298.4997 |  | https://s3.console.aws.amazon.com/s3/buckets/834599497928?region=ca-central-1&prefix=sara.gilani/baseline-2021-03-24/6a87033d-ede6-4783-acf8-880bd0e50e61/output/0f7aeae7-4604-48ac-806c-67c711983d85/ | 1.0.002 | 0 | 0 |  | 0 | 0 | tier_1 | 0
641 | 0 |  | NECB_Default | NECB_Default | NECB_Default | NECB_Default | NECB_Default | NECB_Default | NECB_Default | NECB_Default | Hospital | NECB2015 | CAN_ON_Toronto.Pearson.Intl.AP.716240_CWEC2016.epw | Electricity | NECB_Default | NECB_Default | NECB_Default | NECB_Default | NECB_Default | NECB_Default | NECB_Default | NECB_Default | NECB_Default | NECB_Default | NECB_Default | NECB_Default | NECB_Default | NECB_Default | NECB_Default | NECB_Default | NECB_Default | NECB_Default | NECB_Default | NECB_Default | NECB_Default | NECB_Default | NECB_Default | NECB_Default | NECB_Default | NECB_Default | NECB_Default | aws_batch | 834599497928 | [5 empty] | baseline-2021-03-24 | 6a87033d-ede6-4783-acf8-880bd0e50e61 | TRUE | TRUE | 93b9b67a-4f73-40ca-b41a-059bf91db675 |  | 22436.08 | 9006.9497 | 40 | Hospital |  |  | 5 | Hospital | 5 |  | 6 | NECB2015 | 0.10131 | 88900.7399 | 49.0599 | 11.9553 | 69.4383 | 5.6313 | 322.7176 | 186.6327 | TORONTO | ONTARIO | 5.7025 | 0 | 0 | 5.7025 | 45.6879 | 0 | 0 | 45.6879 | 0 | 0.065953 | 0 | 0 | 1.0267 | 0.12889 | 0.0027126 | 0.38765 | 0.11637 | 0.2427 | 0 | 0.0021318 | 1.0267 | 0.08001 | 101.7702 | 0 | Electricity | 40 | 0.757 |  | 0.379 |  |  |  | 0.183 | 0.278 | 2.2 | 2.2 | 5 | Toronto Pearson Intl AP | CAN | 382 | 3615 | 43.677 | -79.631 | 5 | 3890 | ON | CAN_ON_Toronto.Pearson.Intl.AP.716240_CWEC2016.epw | 0 | 4.9114 | 0.0028088 | 1795.12 | 0 | 1748.5593 | 25.2193 | 0.014423 | 9217.64 | 0.1 | 2021-03-24 15:45:08 +0000 | eef80c06 | 0.2.11 | :adv_dx_units: NECB_Default :analysis_id: 6a87033d-ede6-4783-acf8-880bd0e50e61 :analysis_name: baseline-2021-03-24 :boiler_eff: NECB_Default :btap_batch_version: 1.0.002 :building_type: Hospital :compute_environment: aws_batch :datapoint_id: 93b9b67a-4f73-40ca-b41a-059bf91db675 :daylighting_type: NECB_Default :dcv_type: NECB_Default :door_construction_cond: NECB_Default :ecm_system_name: NECB_Default :enable_costing: true :epw_file: CAN_ON_Toronto.Pearson.Intl.AP.716240_CWEC2016.epw :erv_package: NECB_Default :ext_floor_cond: NECB_Default :ext_roof_cond: NECB_Default :ext_wall_cond: NECB_Default :fdwr_set: NECB_Default :fixed_wind_solar_trans: NECB_Default :fixed_window_cond: NECB_Default :furnace_eff: NECB_Default :glass_door_cond: NECB_Default :glass_door_solar_trans: NECB_Default :ground_floor_cond: NECB_Default :ground_roof_cond: NECB_Default :ground_wall_cond: NECB_Default :lights_scale: NECB_Default :lights_type: NECB_Default :overhead_door_cond: NECB_Default :primary_heating_fuel: Electricity :pv_ground_azimuth_angle: NECB_Default :pv_ground_module_description: NECB_Default :pv_ground_tilt_angle: NECB_Default :pv_ground_total_area_pv_panels_m2: NECB_Default :pv_ground_type: NECB_Default :rotation_degrees: NECB_Default :run_annual_simulation: true :s3_bucket: '834599497928' :scale_x: NECB_Default :scale_y: NECB_Default :scale_z: NECB_Default :shw_eff: NECB_Default :skylight_cond: NECB_Default :skylight_solar_trans: NECB_Default :srr_set: NECB_Default :template: NECB2015 | 0.00027277 | TRUE | 2244.3372 |  | https://s3.console.aws.amazon.com/s3/buckets/834599497928?region=ca-central-1&prefix=sara.gilani/baseline-2021-03-24/6a87033d-ede6-4783-acf8-880bd0e50e61/output/93b9b67a-4f73-40ca-b41a-059bf91db675/ | 1.0.002 | 0 | 0 |  | 0 | 0 | tier_1 | 0
642 | 0 |  | NECB_Default | NECB_Default | NECB_Default | NECB_Default | NECB_Default | NECB_Default | NECB_Default | NECB_Default | Hospital | NECB2017 | CAN_QC_Montreal-Trudeau.Intl.AP.716270_CWEC2016.epw | NaturalGas | NECB_Default | NECB_Default | NECB_Default | NECB_Default | NECB_Default | NECB_Default | NECB_Default | NECB_Default | NECB_Default | NECB_Default | NECB_Default | NECB_Default | NECB_Default | NECB_Default | NECB_Default | NECB_Default | NECB_Default | NECB_Default | NECB_Default | NECB_Default | NECB_Default | NECB_Default | NECB_Default | NECB_Default | NECB_Default | NECB_Default | NECB_Default | aws_batch | 834599497928 | [5 empty] | baseline-2021-03-24 | 6a87033d-ede6-4783-acf8-880bd0e50e61 | TRUE | TRUE | 71db42e6-cc69-4d22-aabf-41d083612c95 |  | 22436.08 | 9006.9497 | 37.3 | Hospital |  |  | 2 | Hospital | 5 |  | 6 | NECB2017 | 0.10131 | 88900.7399 | 47.1139 | 19.4856 | 63.7587 | 1.6278 | 304.0906 | 172.1046 | MONTREAL | QUEBEC | 0.21385 | 18.7075 | 0 | 18.9214 | 13.6203 | 4.9003 | 0 | 18.5206 | 0 | 0.055542 | 0 | 0 | 0.55031 | 0.11742 | 0.031059 | 0.27331 | 0.11637 | 0.2277 | 0.37869 | 0.0019901 | 0.92901 | 0.10539 | 41.4516 | 109.1123 | Natural Gas | 37.3 | 0.757 |  | 0.284 |  |  |  | 0.156 | 0.247 | 1.9 | 1.9 | 2 | Montreal-Trudeau Intl AP | CAN | 323 | 4090 | 45.471 | -73.741 | 6 | 4400 | QC | CAN_QC_Montreal-Trudeau.Intl.AP.716270_CWEC2016.epw | 0 | 0 | 0 | 0 | 2364.47 | 1719.9765 | 25.2193 | 0.014663 | 9217.64 | 0.1 | 2021-03-24 15:45:13 +0000 | eef80c06 | 0.2.11 | :adv_dx_units: NECB_Default :analysis_id: 6a87033d-ede6-4783-acf8-880bd0e50e61 :analysis_name: baseline-2021-03-24 :boiler_eff: NECB_Default :btap_batch_version: 1.0.002 :building_type: Hospital :compute_environment: aws_batch :datapoint_id: 71db42e6-cc69-4d22-aabf-41d083612c95 :daylighting_type: NECB_Default :dcv_type: NECB_Default :door_construction_cond: NECB_Default :ecm_system_name: NECB_Default :enable_costing: true :epw_file: CAN_QC_Montreal-Trudeau.Intl.AP.716270_CWEC2016.epw :erv_package: NECB_Default :ext_floor_cond: NECB_Default :ext_roof_cond: NECB_Default :ext_wall_cond: NECB_Default :fdwr_set: NECB_Default :fixed_wind_solar_trans: NECB_Default :fixed_window_cond: NECB_Default :furnace_eff: NECB_Default :glass_door_cond: NECB_Default :glass_door_solar_trans: NECB_Default :ground_floor_cond: NECB_Default :ground_roof_cond: NECB_Default :ground_wall_cond: NECB_Default :lights_scale: NECB_Default :lights_type: NECB_Default :overhead_door_cond: NECB_Default :primary_heating_fuel: NaturalGas :pv_ground_azimuth_angle: NECB_Default :pv_ground_module_description: NECB_Default :pv_ground_tilt_angle: NECB_Default :pv_ground_total_area_pv_panels_m2: NECB_Default :pv_ground_type: NECB_Default :rotation_degrees: NECB_Default :run_annual_simulation: true :s3_bucket: '834599497928' :scale_x: NECB_Default :scale_y: NECB_Default :scale_z: NECB_Default :shw_eff: NECB_Default :skylight_cond: NECB_Default :skylight_solar_trans: NECB_Default :srr_set: NECB_Default :template: NECB2017 | 0.000234 | TRUE | 2242.4619 |  | https://s3.console.aws.amazon.com/s3/buckets/834599497928?region=ca-central-1&prefix=sara.gilani/baseline-2021-03-24/6a87033d-ede6-4783-acf8-880bd0e50e61/output/71db42e6-cc69-4d22-aabf-41d083612c95/ | 1.0.002 | 0 | 0 |  | 0 | 0 | tier_1 | 0
643 | 0 |  | NECB_Default | NECB_Default | NECB_Default | NECB_Default | NECB_Default | NECB_Default | NECB_Default | NECB_Default | Hospital | NECB2011 | CAN_AB_Calgary.Intl.AP.718770_CWEC2016.epw | NaturalGas | NECB_Default | NECB_Default | NECB_Default | NECB_Default | NECB_Default | NECB_Default | NECB_Default | NECB_Default | NECB_Default | NECB_Default | NECB_Default | NECB_Default | NECB_Default | NECB_Default | NECB_Default | NECB_Default | NECB_Default | NECB_Default | NECB_Default | NECB_Default | NECB_Default | NECB_Default | NECB_Default | NECB_Default | NECB_Default | NECB_Default | NECB_Default | aws_batch | 834599497928 | [5 empty] | baseline-2021-03-24 | 6a87033d-ede6-4783-acf8-880bd0e50e61 | TRUE | TRUE | 881ae19e-d81b-47b9-a6b5-750bc0933bce |  | 22436.08 | 9006.9497 | 33.3 | Hospital |  |  | 5 | Hospital | 5 |  | 6 | NECB2011 | 0.10131 | 88900.7399 | 45.9032 | 18.05 | 68.202 | 1.6265 | 296.2268 | 162.4451 | CALGARY | ALBERTA | 120.0488 | 47.3769 | 0 | 167.4257 | 11.3781 | 3.3799 | 0 | 14.758 | 0 | 0.022603 | 0 | 0 | 0.54703 | 0.14262 | 0.0016558 | 0.82122 | 0.11866 | 0.25981 | 0.93887 | 0.0015587 | 1.4859 | 0.11765 | 39.2572 | 122.5804 | Natural Gas | 33.3 | 0.757 |  | 0.284 |  |  |  | 0.162 | 0.21 | 2.2 | 2.2 | 5 | Calgary Intl AP | CAN | 64 | 4781 | 51.114 | -114.02 | 7a | 5000 | AB | CAN_AB_Calgary.Intl.AP.718770_CWEC2016.epw | 0 | 0 | 0 | 0 | 2639.55 | 1717.9546 | 26.7946 | 0.015597 | 9793.44 | 0.1 | 2021-03-24 15:45:30 +0000 | eef80c06 | 0.2.11 | :adv_dx_units: NECB_Default :analysis_id: 6a87033d-ede6-4783-acf8-880bd0e50e61 :analysis_name: baseline-2021-03-24 :boiler_eff: NECB_Default :btap_batch_version: 1.0.002 :building_type: Hospital :compute_environment: aws_batch :datapoint_id: 881ae19e-d81b-47b9-a6b5-750bc0933bce :daylighting_type: NECB_Default :dcv_type: NECB_Default :door_construction_cond: NECB_Default :ecm_system_name: NECB_Default :enable_costing: true :epw_file: CAN_AB_Calgary.Intl.AP.718770_CWEC2016.epw :erv_package: NECB_Default :ext_floor_cond: NECB_Default :ext_roof_cond: NECB_Default :ext_wall_cond: NECB_Default :fdwr_set: NECB_Default :fixed_wind_solar_trans: NECB_Default :fixed_window_cond: NECB_Default :furnace_eff: NECB_Default :glass_door_cond: NECB_Default :glass_door_solar_trans: NECB_Default :ground_floor_cond: NECB_Default :ground_roof_cond: NECB_Default :ground_wall_cond: NECB_Default :lights_scale: NECB_Default :lights_type: NECB_Default :overhead_door_cond: NECB_Default :primary_heating_fuel: NaturalGas :pv_ground_azimuth_angle: NECB_Default :pv_ground_module_description: NECB_Default :pv_ground_tilt_angle: NECB_Default :pv_ground_total_area_pv_panels_m2: NECB_Default :pv_ground_type: NECB_Default :rotation_degrees: NECB_Default :run_annual_simulation: true :s3_bucket: '834599497928' :scale_x: NECB_Default :scale_y: NECB_Default :scale_z: NECB_Default :shw_eff: NECB_Default :skylight_cond: NECB_Default :skylight_solar_trans: NECB_Default :srr_set: NECB_Default :template: NECB2011 | 0.000119 | TRUE | 2301.644 |  | https://s3.console.aws.amazon.com/s3/buckets/834599497928?region=ca-central-1&prefix=sara.gilani/baseline-2021-03-24/6a87033d-ede6-4783-acf8-880bd0e50e61/output/881ae19e-d81b-47b9-a6b5-750bc0933bce/ | 1.0.002 | 0 | 0 |  | 0 | 0 | tier_1 | 0
644 | 0 |  | NECB_Default | NECB_Default | NECB_Default | NECB_Default | NECB_Default | NECB_Default | NECB_Default | NECB_Default | Hospital | NECB2015 | CAN_AB_Calgary.Intl.AP.718770_CWEC2016.epw | Electricity | NECB_Default | NECB_Default | NECB_Default | NECB_Default | NECB_Default | NECB_Default | NECB_Default | NECB_Default | NECB_Default | NECB_Default | NECB_Default | NECB_Default | NECB_Default | NECB_Default | NECB_Default | NECB_Default | NECB_Default | NECB_Default | NECB_Default | NECB_Default | NECB_Default | NECB_Default | NECB_Default | NECB_Default | NECB_Default | NECB_Default | NECB_Default | aws_batch | 834599497928 | [5 empty] | baseline-2021-03-24 | 6a87033d-ede6-4783-acf8-880bd0e50e61 | TRUE | TRUE | f9f4bfb5-3d91-4e1b-81ed-bcf0d6a9ea3a |  | 22436.08 | 9006.9497 | 33.3 | Hospital |  |  | 5 | Hospital | 5 |  | 6 | NECB2015 | 0.10131 | 88900.7399 | 45.9032 | 10.8098 | 69.0941 | 5.6345 | 314.312 | 182.8704 | CALGARY | ALBERTA | 226.21 | 0 | 0 | 226.21 | 21.44 | 0 | 0 | 21.44 | 0 | 0.022486 | 0 | 0 | 1.0308 | 0.13414 | 0.0017343 | 0.42465 | 0.11637 | 0.2427 | 0 | 0.0015916 | 1.0308 | 0.087001 | 99.2343 | 0 | Electricity | 33.3 | 0.757 |  | 0.284 |  |  |  | 0.162 | 0.21 | 2.2 | 2.2 | 5 | Calgary Intl AP | CAN | 64 | 4781 | 51.114 | -114.02 | 7a | 5000 | AB | CAN_AB_Calgary.Intl.AP.718770_CWEC2016.epw | 0 | 5.3405 | 0.0032078 | 1951.97 | 0 | 1664.843 | 25.2193 | 0.015148 | 9217.64 | 0.1 | 2021-03-24 15:46:11 +0000 | eef80c06 | 0.2.11 | :adv_dx_units: NECB_Default :analysis_id: 6a87033d-ede6-4783-acf8-880bd0e50e61 :analysis_name: baseline-2021-03-24 :boiler_eff: NECB_Default :btap_batch_version: 1.0.002 :building_type: Hospital :compute_environment: aws_batch :datapoint_id: f9f4bfb5-3d91-4e1b-81ed-bcf0d6a9ea3a :daylighting_type: NECB_Default :dcv_type: NECB_Default :door_construction_cond: NECB_Default :ecm_system_name: NECB_Default :enable_costing: true :epw_file: CAN_AB_Calgary.Intl.AP.718770_CWEC2016.epw :erv_package: NECB_Default :ext_floor_cond: NECB_Default :ext_roof_cond: NECB_Default :ext_wall_cond: NECB_Default :fdwr_set: NECB_Default :fixed_wind_solar_trans: NECB_Default :fixed_window_cond: NECB_Default :furnace_eff: NECB_Default :glass_door_cond: NECB_Default :glass_door_solar_trans: NECB_Default :ground_floor_cond: NECB_Default :ground_roof_cond: NECB_Default :ground_wall_cond: NECB_Default :lights_scale: NECB_Default :lights_type: NECB_Default :overhead_door_cond: NECB_Default :primary_heating_fuel: Electricity :pv_ground_azimuth_angle: NECB_Default :pv_ground_module_description: NECB_Default :pv_ground_tilt_angle: NECB_Default :pv_ground_total_area_pv_panels_m2: NECB_Default :pv_ground_type: NECB_Default :rotation_degrees: NECB_Default :run_annual_simulation: true :s3_bucket: '834599497928' :scale_x: NECB_Default :scale_y: NECB_Default :scale_z: NECB_Default :shw_eff: NECB_Default :skylight_cond: NECB_Default :skylight_solar_trans: NECB_Default :srr_set: NECB_Default :template: NECB2015 | 0.00010251 | TRUE | 2302.2507 |  | https://s3.console.aws.amazon.com/s3/buckets/834599497928?region=ca-central-1&prefix=sara.gilani/baseline-2021-03-24/6a87033d-ede6-4783-acf8-880bd0e50e61/output/f9f4bfb5-3d91-4e1b-81ed-bcf0d6a9ea3a/ | 1.0.002 | 0 | 0 |  | 0 | 0 | tier_1 | 0
645 | 0 |  | NECB_Default | NECB_Default | NECB_Default | NECB_Default | NECB_Default | NECB_Default | NECB_Default | NECB_Default | Hospital | NECB2015 | CAN_YT_Whitehorse.Intl.AP.719640_CWEC2016.epw | Electricity | NECB_Default | NECB_Default | NECB_Default | NECB_Default | NECB_Default | NECB_Default | NECB_Default | NECB_Default | NECB_Default | NECB_Default | NECB_Default | NECB_Default | NECB_Default | NECB_Default | NECB_Default | NECB_Default | NECB_Default | NECB_Default | NECB_Default | NECB_Default | NECB_Default | NECB_Default | NECB_Default | NECB_Default | NECB_Default | NECB_Default | NECB_Default | aws_batch | 834599497928 | [5 empty] | baseline-2021-03-24 | 6a87033d-ede6-4783-acf8-880bd0e50e61 | TRUE | TRUE | 123930e7-0f83-42bb-a5fb-c845444ddcfc |  | 22436.08 | 9006.9497 | 22.8 | Hospital |  |  | 5 | Hospital | 5 |  | 6 | NECB2015 | 0.10131 | 88900.7399 | 37.7281 | 7.9827 | 61.9826 | 5.5341 | 287.5415 | 174.314 | WHITEHORSE | YUKON | 19.6743 | 0 | 0 | 19.6743 | 45.0567 | 0 | 0 | 45.0567 | 0 | 0.0075071 | 0 | 0 | 1.2649 | 0.1162 | 0.0027126 | 0.68306 | 0.11637 | 0.2427 | 0 | 0.001178 | 1.2649 | 0.095165 | 133.0804 | 0 | Electricity | 22.8 | 0.757 |  | 0.284 |  |  |  | 0.162 | 0.21 | 2.2 | 2.2 | 5 | Whitehorse Intl AP | CAN | 5 | 6491 | 60.709 | -135.069 | 7b | 6580 | YT | CAN_YT_Whitehorse.Intl.AP.719640_CWEC2016.epw | 0 | 5.8416 | 0.003941 | 2135.12 | 0 | 1482.2792 | 25.2193 | 0.017014 | 9217.64 | 0.1 | 2021-03-24 15:45:14 +0000 | eef80c06 | 0.2.11 | :adv_dx_units: NECB_Default :analysis_id: 6a87033d-ede6-4783-acf8-880bd0e50e61 :analysis_name: baseline-2021-03-24 :boiler_eff: NECB_Default :btap_batch_version: 1.0.002 :building_type: Hospital :compute_environment: aws_batch :datapoint_id: 123930e7-0f83-42bb-a5fb-c845444ddcfc :daylighting_type: NECB_Default :dcv_type: NECB_Default :door_construction_cond: NECB_Default :ecm_system_name: NECB_Default :enable_costing: true :epw_file: CAN_YT_Whitehorse.Intl.AP.719640_CWEC2016.epw :erv_package: NECB_Default :ext_floor_cond: NECB_Default :ext_roof_cond: NECB_Default :ext_wall_cond: NECB_Default :fdwr_set: NECB_Default :fixed_wind_solar_trans: NECB_Default :fixed_window_cond: NECB_Default :furnace_eff: NECB_Default :glass_door_cond: NECB_Default :glass_door_solar_trans: NECB_Default :ground_floor_cond: NECB_Default :ground_roof_cond: NECB_Default :ground_wall_cond: NECB_Default :lights_scale: NECB_Default :lights_type: NECB_Default :overhead_door_cond: NECB_Default :primary_heating_fuel: Electricity :pv_ground_azimuth_angle: NECB_Default :pv_ground_module_description: NECB_Default :pv_ground_tilt_angle: NECB_Default :pv_ground_total_area_pv_panels_m2: NECB_Default :pv_ground_type: NECB_Default :rotation_degrees: NECB_Default :run_annual_simulation: true :s3_bucket: '834599497928' :scale_x: NECB_Default :scale_y: NECB_Default :scale_z: NECB_Default :shw_eff: NECB_Default :skylight_cond: NECB_Default :skylight_solar_trans: NECB_Default :srr_set: NECB_Default :template: NECB2015 | 3.12e-05 | TRUE | 2303.1495 |  | https://s3.console.aws.amazon.com/s3/buckets/834599497928?region=ca-central-1&prefix=sara.gilani/baseline-2021-03-24/6a87033d-ede6-4783-acf8-880bd0e50e61/output/123930e7-0f83-42bb-a5fb-c845444ddcfc/ | 1.0.002 | 0 | 0 |  | 0 | 0 | tier_1 | 0
646 | 0 |  | NECB_Default | NECB_Default | NECB_Default | NECB_Default | NECB_Default | NECB_Default | NECB_Default | NECB_Default | Hospital | NECB2015 | CAN_NS_Halifax.Dockyard.713280_CWEC2016.epw | Electricity | NECB_Default | NECB_Default | NECB_Default | NECB_Default | NECB_Default | NECB_Default | NECB_Default | NECB_Default | NECB_Default | NECB_Default | NECB_Default | NECB_Default | NECB_Default | NECB_Default | NECB_Default | NECB_Default | NECB_Default | NECB_Default | NECB_Default | NECB_Default | NECB_Default | NECB_Default | NECB_Default | NECB_Default | NECB_Default | NECB_Default | NECB_Default | aws_batch | 834599497928 | [5 empty] | baseline-2021-03-24 | 6a87033d-ede6-4783-acf8-880bd0e50e61 | TRUE | TRUE | e2d16843-eb33-4577-a436-49b06d730713 |  | 22436.08 | 9006.9497 | 40 | Hospital |  |  | 5 | Hospital | 5 |  | 6 | NECB2015 | 0.10131 | 88900.7399 | 40.1295 | 9.6994 | 62.4767 | 5.5792 | 288.9623 | 171.0775 | HALIFAX | NOVA SCOTIA | 196.8305 | 0 | 0 | 196.8305 | 38.6021 | 0 | 0 | 38.6021 | 0 | 0.028586 | 0 | 0 | 0.97063 | 0.12477 | 0.0027126 | 0.37221 | 0.11637 | 0.2427 | 0 | 0.0017485 | 0.97063 | 0.081389 | 93.8013 | 0 | Electricity | 40 | 0.757 |  | 0.284 |  |  |  | 0.183 | 0.247 | 2.2 | 2.2 | 5 | Halifax Dockyard | CAN | 112 | 3647 | 44.655 | -63.577 | 6 | 4000 | NS | CAN_NS_Halifax.Dockyard.713280_CWEC2016.epw | 0 | 4.9961 | 0.0030423 | 1826.06 | 0 | 1642.1856 | 25.2193 | 0.015357 | 9217.64 | 0.1 | 2021-03-24 15:46:08 +0000 | eef80c06 | 0.2.11 | :adv_dx_units: NECB_Default :analysis_id: 6a87033d-ede6-4783-acf8-880bd0e50e61 :analysis_name: baseline-2021-03-24 :boiler_eff: NECB_Default :btap_batch_version: 1.0.002 :building_type: Hospital :compute_environment: aws_batch :datapoint_id: e2d16843-eb33-4577-a436-49b06d730713 :daylighting_type: NECB_Default :dcv_type: NECB_Default :door_construction_cond: NECB_Default :ecm_system_name: NECB_Default :enable_costing: true :epw_file: CAN_NS_Halifax.Dockyard.713280_CWEC2016.epw :erv_package: NECB_Default :ext_floor_cond: NECB_Default :ext_roof_cond: NECB_Default :ext_wall_cond: NECB_Default :fdwr_set: NECB_Default :fixed_wind_solar_trans: NECB_Default :fixed_window_cond: NECB_Default :furnace_eff: NECB_Default :glass_door_cond: NECB_Default :glass_door_solar_trans: NECB_Default :ground_floor_cond: NECB_Default :ground_roof_cond: NECB_Default :ground_wall_cond: NECB_Default :lights_scale: NECB_Default :lights_type: NECB_Default :overhead_door_cond: NECB_Default :primary_heating_fuel: Electricity :pv_ground_azimuth_angle: NECB_Default :pv_ground_module_description: NECB_Default :pv_ground_tilt_angle: NECB_Default :pv_ground_total_area_pv_panels_m2: NECB_Default :pv_ground_type: NECB_Default :rotation_degrees: NECB_Default :run_annual_simulation: true :s3_bucket: '834599497928' :scale_x: NECB_Default :scale_y: NECB_Default :scale_z: NECB_Default :shw_eff: NECB_Default :skylight_cond: NECB_Default :skylight_solar_trans: NECB_Default :srr_set: NECB_Default :template: NECB2015 | 0.00015288 | TRUE | 2307.9678 |  | https://s3.console.aws.amazon.com/s3/buckets/834599497928?region=ca-central-1&prefix=sara.gilani/baseline-2021-03-24/6a87033d-ede6-4783-acf8-880bd0e50e61/output/e2d16843-eb33-4577-a436-49b06d730713/ | 1.0.002 | 0 | 0 |  | 0 | 0 | tier_1 | 0
647 | 0 |  | NECB_Default | NECB_Default | NECB_Default | NECB_Default | NECB_Default | NECB_Default | NECB_Default | NECB_Default | Hospital | NECB2017 | CAN_ON_Toronto.Pearson.Intl.AP.716240_CWEC2016.epw | Electricity | NECB_Default | NECB_Default | NECB_Default | NECB_Default | NECB_Default | NECB_Default | NECB_Default | NECB_Default | NECB_Default | NECB_Default | NECB_Default | NECB_Default | NECB_Default | NECB_Default | NECB_Default | NECB_Default | NECB_Default | NECB_Default | NECB_Default | NECB_Default | NECB_Default | NECB_Default | NECB_Default | NECB_Default | NECB_Default | NECB_Default | NECB_Default | aws_batch | 834599497928 | [5 empty] | baseline-2021-03-24 | 6a87033d-ede6-4783-acf8-880bd0e50e61 | TRUE | TRUE | f65ca925-8cf9-40bb-956b-a065d1a70eea |  | 22436.08 | 9006.9497 | 40 | Hospital |  |  | 2 | Hospital | 5 |  | 6 | NECB2017 | 0.10131 | 88900.7399 | 50.6975 | 11.5292 | 68.5419 | 5.6313 | 333.0986 | 196.6986 | TORONTO | ONTARIO | 4.3341 | 0 | 0 | 4.3341 | 34.7248 | 0 | 0 | 34.7248 | 0 | 0.060044 | 0 | 0 | 0.78033 | 0.12144 | 0.030968 | 0.14153 | 0.11637 | 0.2277 | 0 | 0.0020289 | 0.78033 | 0.08001 | 73.1231 | 0 | Electricity | 40 | 0.757 |  | 0.379 |  |  |  | 0.156 | 0.278 | 1.9 | 1.9 | 2 | Toronto Pearson Intl AP | CAN | 382 | 3615 | 43.677 | -79.631 | 5 | 3890 | ON | CAN_ON_Toronto.Pearson.Intl.AP.716240_CWEC2016.epw | 0 | 4.9114 | 0.0029075 | 1795.12 | 0 | 1689.2432 | 25.2193 | 0.014929 | 9217.64 | 0.1 | 2021-03-24 15:45:48 +0000 | eef80c06 | 0.2.11 | :adv_dx_units: NECB_Default :analysis_id: 6a87033d-ede6-4783-acf8-880bd0e50e61 :analysis_name: baseline-2021-03-24 :boiler_eff: NECB_Default :btap_batch_version: 1.0.002 :building_type: Hospital :compute_environment: aws_batch :datapoint_id: f65ca925-8cf9-40bb-956b-a065d1a70eea :daylighting_type: NECB_Default :dcv_type: NECB_Default :door_construction_cond: NECB_Default :ecm_system_name: NECB_Default :enable_costing: true :epw_file: CAN_ON_Toronto.Pearson.Intl.AP.716240_CWEC2016.epw :erv_package: NECB_Default :ext_floor_cond: NECB_Default :ext_roof_cond: NECB_Default :ext_wall_cond: NECB_Default :fdwr_set: NECB_Default :fixed_wind_solar_trans: NECB_Default :fixed_window_cond: NECB_Default :furnace_eff: NECB_Default :glass_door_cond: NECB_Default :glass_door_solar_trans: NECB_Default :ground_floor_cond: NECB_Default :ground_roof_cond: NECB_Default :ground_wall_cond: NECB_Default :lights_scale: NECB_Default :lights_type: NECB_Default :overhead_door_cond: NECB_Default :primary_heating_fuel: Electricity :pv_ground_azimuth_angle: NECB_Default :pv_ground_module_description: NECB_Default :pv_ground_tilt_angle: NECB_Default :pv_ground_total_area_pv_panels_m2: NECB_Default :pv_ground_type: NECB_Default :rotation_degrees: NECB_Default :run_annual_simulation: true :s3_bucket: '834599497928' :scale_x: NECB_Default :scale_y: NECB_Default :scale_z: NECB_Default :shw_eff: NECB_Default :skylight_cond: NECB_Default :skylight_solar_trans: NECB_Default :srr_set: NECB_Default :template: NECB2017 | 0.00024871 | TRUE | 2242.2445 |  | https://s3.console.aws.amazon.com/s3/buckets/834599497928?region=ca-central-1&prefix=sara.gilani/baseline-2021-03-24/6a87033d-ede6-4783-acf8-880bd0e50e61/output/f65ca925-8cf9-40bb-956b-a065d1a70eea/ | 1.0.002 | 0 | 0 |  | 0 | 0 | tier_1 | 0
648 | 0 |  | NECB_Default | NECB_Default | NECB_Default | NECB_Default | NECB_Default | NECB_Default | NECB_Default | NECB_Default | Hospital | NECB2011 | CAN_BC_Vancouver.Intl.AP.718920_CWEC2016.epw | Electricity | NECB_Default | NECB_Default | NECB_Default | NECB_Default | NECB_Default | NECB_Default | NECB_Default | NECB_Default | NECB_Default | NECB_Default | NECB_Default | NECB_Default | NECB_Default | NECB_Default | NECB_Default | NECB_Default | NECB_Default | NECB_Default | NECB_Default | NECB_Default | NECB_Default | NECB_Default | NECB_Default | NECB_Default | NECB_Default | NECB_Default | NECB_Default | aws_batch | 834599497928 | [5 empty] | baseline-2021-03-24 | 6a87033d-ede6-4783-acf8-880bd0e50e61 | TRUE | TRUE | 7a300bd9-a615-4458-a3d0-f511cf4b9627 |  | 22436.08 | 9006.9497 | 40 | Hospital |  |  | 5 | Hospital | 5 |  | 6 | NECB2011 | 0.10131 | 88900.7399 | 43.98 | 9.2353 | 61.9288 | 5.7169 | 301.8828 | 181.0218 | VANCOUVER | BRITISH COLUMBIA | 2.815 | 0 | 0 | 2.815 | 28.1102 | 0 | 0 | 28.1102 | 0 | 0.022447 | 0 | 0 | 0.99329 | 0.13525 | 0 | 0.37277 | 0.11866 | 0.25981 | 0 | 0.0016955 | 0.99329 | 0.082517 | 91.7619 | 0 | Electricity | 40 | 0.757 |  | 0.568 |  |  |  | 0.227 | 0.315 | 2.4 | 2.4 | 5 | Vancouver Intl AP | CAN | 42 | 2797 | 49.195 | -123.184 | 4 | 2800 | BC | CAN_BC_Vancouver.Intl.AP.718920_CWEC2016.epw | 0 | 5.0653 | 0.0034612 | 1851.36 | 0 | 1463.4616 | 26.7946 | 0.018309 | 9793.44 | 0.1 | 2021-03-24 15:46:56 +0000 | eef80c06 | 0.2.11 | :adv_dx_units: NECB_Default :analysis_id: 6a87033d-ede6-4783-acf8-880bd0e50e61 :analysis_name: baseline-2021-03-24 :boiler_eff: NECB_Default :btap_batch_version: 1.0.002 :building_type: Hospital :compute_environment: aws_batch :datapoint_id: 7a300bd9-a615-4458-a3d0-f511cf4b9627 :daylighting_type: NECB_Default :dcv_type: NECB_Default :door_construction_cond: NECB_Default :ecm_system_name: NECB_Default :enable_costing: true :epw_file: CAN_BC_Vancouver.Intl.AP.718920_CWEC2016.epw :erv_package: NECB_Default :ext_floor_cond: NECB_Default :ext_roof_cond: NECB_Default :ext_wall_cond: NECB_Default :fdwr_set: NECB_Default :fixed_wind_solar_trans: NECB_Default :fixed_window_cond: NECB_Default :furnace_eff: NECB_Default :glass_door_cond: NECB_Default :glass_door_solar_trans: NECB_Default :ground_floor_cond: NECB_Default :ground_roof_cond: NECB_Default :ground_wall_cond: NECB_Default :lights_scale: NECB_Default :lights_type: NECB_Default :overhead_door_cond: NECB_Default :primary_heating_fuel: Electricity :pv_ground_azimuth_angle: NECB_Default :pv_ground_module_description: NECB_Default :pv_ground_tilt_angle: NECB_Default :pv_ground_total_area_pv_panels_m2: NECB_Default :pv_ground_type: NECB_Default :rotation_degrees: NECB_Default :run_annual_simulation: true :s3_bucket: '834599497928' :scale_x: NECB_Default :scale_y: NECB_Default :scale_z: NECB_Default :shw_eff: NECB_Default :skylight_cond: NECB_Default :skylight_solar_trans: NECB_Default :srr_set: NECB_Default :template: NECB2011 | 0.00014575 | TRUE | 2366.7642 |  | https://s3.console.aws.amazon.com/s3/buckets/834599497928?region=ca-central-1&prefix=sara.gilani/baseline-2021-03-24/6a87033d-ede6-4783-acf8-880bd0e50e61/output/7a300bd9-a615-4458-a3d0-f511cf4b9627/ | 1.0.002 | 0 | 0 |  | 0 | 0 | tier_1 | 0
649 | 0 |  | NECB_Default | NECB_Default | NECB_Default | NECB_Default | NECB_Default | NECB_Default | NECB_Default | NECB_Default | Hospital | NECB2015 | CAN_QC_Montreal-Trudeau.Intl.AP.716270_CWEC2016.epw | NaturalGas | NECB_Default | NECB_Default | NECB_Default | NECB_Default | NECB_Default | NECB_Default | NECB_Default | NECB_Default | NECB_Default | NECB_Default | NECB_Default | NECB_Default | NECB_Default | NECB_Default | NECB_Default | NECB_Default | NECB_Default | NECB_Default | NECB_Default | NECB_Default | NECB_Default | NECB_Default | NECB_Default | NECB_Default | NECB_Default | NECB_Default | NECB_Default | aws_batch | 834599497928 | [5 empty] | baseline-2021-03-24 | 6a87033d-ede6-4783-acf8-880bd0e50e61 | TRUE | TRUE | 7c11d18d-1cf2-4906-b03c-394e07c0d2f5 |  | 22436.08 | 9006.9497 | 37.3 | Hospital |  |  | 5 | Hospital | 5 |  | 6 | NECB2015 | 0.10131 | 88900.7399 | 45.5873 | 20.5861 | 64.5902 | 1.6278 | 295.2323 | 162.8409 | MONTREAL | QUEBEC | 0.21319 | 37.598 | 0 | 37.8112 | 13.5777 | 9.8485 | 0 | 23.4262 | 0 | 0.060219 | 0 | 0 | 0.54859 | 0.12424 | 0.0027126 | 0.65573 | 0.11637 | 0.2427 | 0.76109 | 0.0020939 | 1.3097 | 0.10536 | 44.1312 | 114.5071 | Natural Gas | 37.3 | 0.757 |  | 0.284 |  |  |  | 0.183 | 0.247 | 2.2 | 2.2 | 5 | Montreal-Trudeau Intl AP | CAN | 323 | 4090 | 45.471 | -73.741 | 6 | 4400 | QC | CAN_QC_Montreal-Trudeau.Intl.AP.716270_CWEC2016.epw | 0 | 0 | 0 | 0 | 2363.85 | 1783.6919 | 25.2193 | 0.014139 | 9217.64 | 0.1 | 2021-03-24 15:47:08 +0000 | eef80c06 | 0.2.11 | :adv_dx_units: NECB_Default :analysis_id: 6a87033d-ede6-4783-acf8-880bd0e50e61 :analysis_name: baseline-2021-03-24 :boiler_eff: NECB_Default :btap_batch_version: 1.0.002 :building_type: Hospital :compute_environment: aws_batch :datapoint_id: 7c11d18d-1cf2-4906-b03c-394e07c0d2f5 :daylighting_type: NECB_Default :dcv_type: NECB_Default :door_construction_cond: NECB_Default :ecm_system_name: NECB_Default :enable_costing: true :epw_file: CAN_QC_Montreal-Trudeau.Intl.AP.716270_CWEC2016.epw :erv_package: NECB_Default :ext_floor_cond: NECB_Default :ext_roof_cond: NECB_Default :ext_wall_cond: NECB_Default :fdwr_set: NECB_Default :fixed_wind_solar_trans: NECB_Default :fixed_window_cond: NECB_Default :furnace_eff: NECB_Default :glass_door_cond: NECB_Default :glass_door_solar_trans: NECB_Default :ground_floor_cond: NECB_Default :ground_roof_cond: NECB_Default :ground_wall_cond: NECB_Default :lights_scale: NECB_Default :lights_type: NECB_Default :overhead_door_cond: NECB_Default :primary_heating_fuel: NaturalGas :pv_ground_azimuth_angle: NECB_Default :pv_ground_module_description: NECB_Default :pv_ground_tilt_angle: NECB_Default :pv_ground_total_area_pv_panels_m2: NECB_Default :pv_ground_type: NECB_Default :rotation_degrees: NECB_Default :run_annual_simulation: true :s3_bucket: '834599497928' :scale_x: NECB_Default :scale_y: NECB_Default :scale_z: NECB_Default :shw_eff: NECB_Default :skylight_cond: NECB_Default :skylight_solar_trans: NECB_Default :srr_set: NECB_Default :template: NECB2015 | 0.00025584 | TRUE | 2364.5363 |  | https://s3.console.aws.amazon.com/s3/buckets/834599497928?region=ca-central-1&prefix=sara.gilani/baseline-2021-03-24/6a87033d-ede6-4783-acf8-880bd0e50e61/output/7c11d18d-1cf2-4906-b03c-394e07c0d2f5/ | 1.0.002 | 0 | 0 |  | 0 | 0 | tier_1 | 0
650 | 0 |  | NECB_Default | NECB_Default | NECB_Default | NECB_Default | NECB_Default | NECB_Default | NECB_Default | NECB_Default | Hospital | NECB2015 | CAN_AB_Calgary.Intl.AP.718770_CWEC2016.epw | NaturalGas | NECB_Default | NECB_Default | NECB_Default | NECB_Default | NECB_Default | NECB_Default | NECB_Default | NECB_Default | NECB_Default | NECB_Default | NECB_Default | NECB_Default | NECB_Default | NECB_Default | NECB_Default | NECB_Default | NECB_Default | NECB_Default | NECB_Default | NECB_Default | NECB_Default | NECB_Default | NECB_Default | NECB_Default | NECB_Default | NECB_Default | NECB_Default | aws_batch | 834599497928 | [5 empty] | baseline-2021-03-24 | 6a87033d-ede6-4783-acf8-880bd0e50e61 | TRUE | TRUE | d63cdc4f-6dd0-40cb-a85d-90fd178af171 |  | 22436.08 | 9006.9497 | 33.3 | Hospital |  |  | 5 | Hospital | 5 |  | 6 | NECB2015 | 0.10131 | 88900.7399 | 45.9032 | 18.8532 | 69.0941 | 1.6265 | 296.1964 | 160.7194 | CALGARY | ALBERTA | 114.0293 | 35.6467 | 0 | 149.676 | 10.8076 | 2.5431 | 0 | 13.3507 | 0 | 0.022799 | 0 | 0 | 0.5196 | 0.13422 | 0.0017356 | 0.59554 | 0.11637 | 0.2427 | 0.70641 | 0.0016696 | 1.226 | 0.11087 | 37.7239 | 101.3519 | Natural Gas | 33.3 | 0.757 |  | 0.284 |  |  |  | 0.162 | 0.21 | 2.2 | 2.2 | 5 | Calgary Intl AP | CAN | 64 | 4781 | 51.114 | -114.02 | 7a | 5000 | AB | CAN_AB_Calgary.Intl.AP.718770_CWEC2016.epw | 0 | 0 | 0 | 0 | 2487.48 | 1664.843 | 25.2193 | 0.015148 | 9217.64 | 0.1 | 2021-03-24 15:47:09 +0000 | eef80c06 | 0.2.11 | :adv_dx_units: NECB_Default :analysis_id: 6a87033d-ede6-4783-acf8-880bd0e50e61 :analysis_name: baseline-2021-03-24 :boiler_eff: NECB_Default :btap_batch_version: 1.0.002 :building_type: Hospital :compute_environment: aws_batch :datapoint_id: d63cdc4f-6dd0-40cb-a85d-90fd178af171 :daylighting_type: NECB_Default :dcv_type: NECB_Default :door_construction_cond: NECB_Default :ecm_system_name: NECB_Default :enable_costing: true :epw_file: CAN_AB_Calgary.Intl.AP.718770_CWEC2016.epw :erv_package: NECB_Default :ext_floor_cond: NECB_Default :ext_roof_cond: NECB_Default :ext_wall_cond: NECB_Default :fdwr_set: NECB_Default :fixed_wind_solar_trans: NECB_Default :fixed_window_cond: NECB_Default :furnace_eff: NECB_Default :glass_door_cond: NECB_Default :glass_door_solar_trans: NECB_Default :ground_floor_cond: NECB_Default :ground_roof_cond: NECB_Default :ground_wall_cond: NECB_Default :lights_scale: NECB_Default :lights_type: NECB_Default :overhead_door_cond: NECB_Default :primary_heating_fuel: NaturalGas :pv_ground_azimuth_angle: NECB_Default :pv_ground_module_description: NECB_Default :pv_ground_tilt_angle: NECB_Default :pv_ground_total_area_pv_panels_m2: NECB_Default :pv_ground_type: NECB_Default :rotation_degrees: NECB_Default :run_annual_simulation: true :s3_bucket: '834599497928' :scale_x: NECB_Default :scale_y: NECB_Default :scale_z: NECB_Default :shw_eff: NECB_Default :skylight_cond: NECB_Default :skylight_solar_trans: NECB_Default :srr_set: NECB_Default :template: NECB2015 | 0.00010251 | TRUE | 2363.8005 |  | https://s3.console.aws.amazon.com/s3/buckets/834599497928?region=ca-central-1&prefix=sara.gilani/baseline-2021-03-24/6a87033d-ede6-4783-acf8-880bd0e50e61/output/d63cdc4f-6dd0-40cb-a85d-90fd178af171/ | 1.0.002 | 0 | 0 |  | 0 | 0 | tier_1 | 0
651 | 0 |  | NECB_Default | NECB_Default | NECB_Default | NECB_Default | NECB_Default | NECB_Default | NECB_Default | NECB_Default | Hospital | NECB2015 | CAN_AB_Edmonton.Intl.AP.711230_CWEC2016.epw | Electricity | NECB_Default | NECB_Default | NECB_Default | NECB_Default | NECB_Default | NECB_Default | NECB_Default | NECB_Default | NECB_Default | NECB_Default | NECB_Default | NECB_Default | NECB_Default | NECB_Default | NECB_Default | NECB_Default | NECB_Default | NECB_Default | NECB_Default | NECB_Default | NECB_Default | NECB_Default | NECB_Default | NECB_Default | NECB_Default | NECB_Default | NECB_Default | aws_batch | 834599497928 | [5 empty] | baseline-2021-03-24 | 6a87033d-ede6-4783-acf8-880bd0e50e61 | TRUE | TRUE | 569591f4-36bc-41b8-a478-27ba40ea2e6b |  | 22436.08 | 9006.9497 | 32.5 | Hospital |  |  | 5 | Hospital | 5 |  | 6 | NECB2015 | 0.10131 | 88900.7399 | 45.8334 | 10.8811 | 69.9632 | 5.6299 | 315.7678 | 183.4602 | EDMONTON | ALBERTA | 256.1458 | 0 | 0 | 256.1458 | 24.2773 | 0 | 0 | 24.2773 | 0 | 0.019398 | 0 | 0 | 1.1672 | 0.12825 | 0.0027126 | 0.56512 | 0.11637 | 0.2427 | 0 | 0.0015439 | 1.1672 | 0.090991 | 119.1336 | 0 | Electricity | 32.5 | 0.757 |  | 0.284 |  |  |  | 0.162 | 0.21 | 2.2 | 2.2 | 5 | Edmonton Intl AP | CAN | 23 | 5588 | 53.31 | -113.579 | 7a | 5120 | AB | CAN_AB_Edmonton.Intl.AP.711230_CWEC2016.epw | 0 | 5.5855 | 0.003282 | 2041.49 | 0 | 1701.85 | 25.2193 | 0.014819 | 9217.64 | 0.1 | 2021-03-24 15:46:47 +0000 | eef80c06 | 0.2.11 | :adv_dx_units: NECB_Default :analysis_id: 6a87033d-ede6-4783-acf8-880bd0e50e61 :analysis_name: baseline-2021-03-24 :boiler_eff: NECB_Default :btap_batch_version: 1.0.002 :building_type: Hospital :compute_environment: aws_batch :datapoint_id: 569591f4-36bc-41b8-a478-27ba40ea2e6b :daylighting_type: NECB_Default :dcv_type: NECB_Default :door_construction_cond: NECB_Default :ecm_system_name: NECB_Default :enable_costing: true :epw_file: CAN_AB_Edmonton.Intl.AP.711230_CWEC2016.epw :erv_package: NECB_Default :ext_floor_cond: NECB_Default :ext_roof_cond: NECB_Default :ext_wall_cond: NECB_Default :fdwr_set: NECB_Default :fixed_wind_solar_trans: NECB_Default :fixed_window_cond: NECB_Default :furnace_eff: NECB_Default :glass_door_cond: NECB_Default :glass_door_solar_trans: NECB_Default :ground_floor_cond: NECB_Default :ground_roof_cond: NECB_Default :ground_wall_cond: NECB_Default :lights_scale: NECB_Default :lights_type: NECB_Default :overhead_door_cond: NECB_Default :primary_heating_fuel: Electricity :pv_ground_azimuth_angle: NECB_Default :pv_ground_module_description: NECB_Default :pv_ground_tilt_angle: NECB_Default :pv_ground_total_area_pv_panels_m2: NECB_Default :pv_ground_type: NECB_Default :rotation_degrees: NECB_Default :run_annual_simulation: true :s3_bucket: '834599497928' :scale_x: NECB_Default :scale_y: NECB_Default :scale_z: NECB_Default :shw_eff: NECB_Default :skylight_cond: NECB_Default :skylight_solar_trans: NECB_Default :srr_set: NECB_Default :template: NECB2015 | 9.4491e-05 | TRUE | 2365.5403 |  | https://s3.console.aws.amazon.com/s3/buckets/834599497928?region=ca-central-1&prefix=sara.gilani/baseline-2021-03-24/6a87033d-ede6-4783-acf8-880bd0e50e61/output/569591f4-36bc-41b8-a478-27ba40ea2e6b/ | 1.0.002 | 0 | 0 |  | 0 | 0 | tier_1 | 0
652 | 0 |  | NECB_Default | NECB_Default | NECB_Default | NECB_Default | NECB_Default | NECB_Default | NECB_Default | NECB_Default | Hospital | NECB2015 | CAN_ON_Toronto.Pearson.Intl.AP.716240_CWEC2016.epw | NaturalGas | NECB_Default | NECB_Default | NECB_Default | NECB_Default | NECB_Default | NECB_Default | NECB_Default | NECB_Default | NECB_Default | NECB_Default | NECB_Default | NECB_Default | NECB_Default | NECB_Default | NECB_Default | NECB_Default | NECB_Default | NECB_Default | NECB_Default | NECB_Default | NECB_Default | NECB_Default | NECB_Default | NECB_Default | NECB_Default | NECB_Default | NECB_Default | aws_batch | 834599497928 | [5 empty] | baseline-2021-03-24 | 6a87033d-ede6-4783-acf8-880bd0e50e61 | TRUE | TRUE | 37bf5bf3-8edf-448e-acb0-caf7e8fc4165 |  | 22436.08 | 9006.9497 | 40 | Hospital |  |  | 5 | Hospital | 5 |  | 6 | NECB2015 | 0.10131 | 88900.7399 | 49.0599 | 20.7019 | 69.4383 | 1.6406 | 306.5073 | 165.6666 | TORONTO | ONTARIO | 3.1118 | 31.8529 | 0 | 34.9648 | 24.932 | 5.6204 | 0 | 30.5524 | 0 | 0.067017 | 0 | 0 | 0.56027 | 0.12898 | 0.0027126 | 0.54226 | 0.11637 | 0.2427 | 0.64455 | 0.0022152 | 1.2048 | 0.10228 | 45.6742 | 105.2674 | Natural Gas | 40 | 0.757 |  | 0.379 |  |  |  | 0.183 | 0.278 | 2.2 | 2.2 | 5 | Toronto Pearson Intl AP | CAN | 382 | 3615 | 43.677 | -79.631 | 5 | 3890 | ON | CAN_ON_Toronto.Pearson.Intl.AP.716240_CWEC2016.epw | 0 | 0 | 0 | 0 | 2294.77 | 1748.5593 | 25.2193 | 0.014423 | 9217.64 | 0.1 | 2021-03-24 15:46:44 +0000 | eef80c06 | 0.2.11 | :adv_dx_units: NECB_Default :analysis_id: 6a87033d-ede6-4783-acf8-880bd0e50e61 :analysis_name: baseline-2021-03-24 :boiler_eff: NECB_Default :btap_batch_version: 1.0.002 :building_type: Hospital :compute_environment: aws_batch :datapoint_id: 37bf5bf3-8edf-448e-acb0-caf7e8fc4165 :daylighting_type: NECB_Default :dcv_type: NECB_Default :door_construction_cond: NECB_Default :ecm_system_name: NECB_Default :enable_costing: true :epw_file: CAN_ON_Toronto.Pearson.Intl.AP.716240_CWEC2016.epw :erv_package: NECB_Default :ext_floor_cond: NECB_Default :ext_roof_cond: NECB_Default :ext_wall_cond: NECB_Default :fdwr_set: NECB_Default :fixed_wind_solar_trans: NECB_Default :fixed_window_cond: NECB_Default :furnace_eff: NECB_Default :glass_door_cond: NECB_Default :glass_door_solar_trans: NECB_Default :ground_floor_cond: NECB_Default :ground_roof_cond: NECB_Default :ground_wall_cond: NECB_Default :lights_scale: NECB_Default :lights_type: NECB_Default :overhead_door_cond: NECB_Default :primary_heating_fuel: NaturalGas :pv_ground_azimuth_angle: NECB_Default :pv_ground_module_description: NECB_Default :pv_ground_tilt_angle: NECB_Default :pv_ground_total_area_pv_panels_m2: NECB_Default :pv_ground_type: NECB_Default :rotation_degrees: NECB_Default :run_annual_simulation: true :s3_bucket: '834599497928' :scale_x: NECB_Default :scale_y: NECB_Default :scale_z: NECB_Default :shw_eff: NECB_Default :skylight_cond: NECB_Default :skylight_solar_trans: NECB_Default :srr_set: NECB_Default :template: NECB2015 | 0.00027277 | TRUE | 2364.2187 |  | https://s3.console.aws.amazon.com/s3/buckets/834599497928?region=ca-central-1&prefix=sara.gilani/baseline-2021-03-24/6a87033d-ede6-4783-acf8-880bd0e50e61/output/37bf5bf3-8edf-448e-acb0-caf7e8fc4165/ | 1.0.002 | 0 | 0 |  | 0 | 0 | tier_1 | 0
653 | 0 |  | NECB_Default | NECB_Default | NECB_Default | NECB_Default | NECB_Default | NECB_Default | NECB_Default | NECB_Default | Hospital | NECB2017 | CAN_QC_Montreal-Trudeau.Intl.AP.716270_CWEC2016.epw | Electricity | NECB_Default | NECB_Default | NECB_Default | NECB_Default | NECB_Default | NECB_Default | NECB_Default | NECB_Default | NECB_Default | NECB_Default | NECB_Default | NECB_Default | NECB_Default | NECB_Default | NECB_Default | NECB_Default | NECB_Default | NECB_Default | NECB_Default | NECB_Default | NECB_Default | NECB_Default | NECB_Default | NECB_Default | NECB_Default | NECB_Default | NECB_Default | aws_batch | 834599497928 | [5 empty] | baseline-2021-03-24 | 6a87033d-ede6-4783-acf8-880bd0e50e61 | TRUE | TRUE | be6d7df5-6fad-43a2-a3ac-098147f7aa42 |  | 22436.08 | 9006.9497 | 37.3 | Hospital |  |  | 2 | Hospital | 5 |  | 6 | NECB2017 | 0.10131 | 88900.7399 | 47.1139 | 11.4645 | 63.7587 | 5.6308 | 321.7339 | 193.766 | MONTREAL | QUEBEC | 0.31747 | 0 | 0 | 0.31747 | 20.2196 | 0 | 0 | 20.2196 | 0 | 0.05468 | 0 | 0 | 0.81695 | 0.11737 | 0.031065 | 0.1851 | 0.11637 | 0.2277 | 0 | 0.0019157 | 0.81695 | 0.082522 | 98.8289 | 0 | Electricity | 37.3 | 0.757 |  | 0.284 |  |  |  | 0.156 | 0.247 | 1.9 | 1.9 | 2 | Montreal-Trudeau Intl AP | CAN | 323 | 4090 | 45.471 | -73.741 | 6 | 4400 | QC | CAN_QC_Montreal-Trudeau.Intl.AP.716270_CWEC2016.epw | 0 | 5.0656 | 0.0029451 | 1851.46 | 0 | 1719.9765 | 25.2193 | 0.014663 | 9217.64 | 0.1 | 2021-03-24 15:46:29 +0000 | eef80c06 | 0.2.11 | :adv_dx_units: NECB_Default :analysis_id: 6a87033d-ede6-4783-acf8-880bd0e50e61 :analysis_name: baseline-2021-03-24 :boiler_eff: NECB_Default :btap_batch_version: 1.0.002 :building_type: Hospital :compute_environment: aws_batch :datapoint_id: be6d7df5-6fad-43a2-a3ac-098147f7aa42 :daylighting_type: NECB_Default :dcv_type: NECB_Default :door_construction_cond: NECB_Default :ecm_system_name: NECB_Default :enable_costing: true :epw_file: CAN_QC_Montreal-Trudeau.Intl.AP.716270_CWEC2016.epw :erv_package: NECB_Default :ext_floor_cond: NECB_Default :ext_roof_cond: NECB_Default :ext_wall_cond: NECB_Default :fdwr_set: NECB_Default :fixed_wind_solar_trans: NECB_Default :fixed_window_cond: NECB_Default :furnace_eff: NECB_Default :glass_door_cond: NECB_Default :glass_door_solar_trans: NECB_Default :ground_floor_cond: NECB_Default :ground_roof_cond: NECB_Default :ground_wall_cond: NECB_Default :lights_scale: NECB_Default :lights_type: NECB_Default :overhead_door_cond: NECB_Default :primary_heating_fuel: Electricity :pv_ground_azimuth_angle: NECB_Default :pv_ground_module_description: NECB_Default :pv_ground_tilt_angle: NECB_Default :pv_ground_total_area_pv_panels_m2: NECB_Default :pv_ground_type: NECB_Default :rotation_degrees: NECB_Default :run_annual_simulation: true :s3_bucket: '834599497928' :scale_x: NECB_Default :scale_y: NECB_Default :scale_z: NECB_Default :shw_eff: NECB_Default :skylight_cond: NECB_Default :skylight_solar_trans: NECB_Default :srr_set: NECB_Default :template: NECB2017 | 0.000234 | TRUE | 2362.6951 |  | https://s3.console.aws.amazon.com/s3/buckets/834599497928?region=ca-central-1&prefix=sara.gilani/baseline-2021-03-24/6a87033d-ede6-4783-acf8-880bd0e50e61/output/be6d7df5-6fad-43a2-a3ac-098147f7aa42/ | 1.0.002 | 0 | 0 |  | 0 | 0 | tier_1 | 0
654 | 0 |  | NECB_Default | NECB_Default | NECB_Default | NECB_Default | NECB_Default | NECB_Default | NECB_Default | NECB_Default | Hospital | NECB2017 | CAN_YT_Whitehorse.Intl.AP.719640_CWEC2016.epw | Electricity | NECB_Default | NECB_Default | NECB_Default | NECB_Default | NECB_Default | NECB_Default | NECB_Default | NECB_Default | NECB_Default | NECB_Default | NECB_Default | NECB_Default | NECB_Default | NECB_Default | NECB_Default | NECB_Default | NECB_Default | NECB_Default | NECB_Default | NECB_Default | NECB_Default | NECB_Default | NECB_Default | NECB_Default | NECB_Default | NECB_Default | NECB_Default | aws_batch | 834599497928 | [5 empty] | baseline-2021-03-24 | 6a87033d-ede6-4783-acf8-880bd0e50e61 | TRUE | TRUE | 19c7289a-e7e8-4320-840c-94d5a48738c5 |  | 22436.08 | 9006.9497 | 22.8 | Hospital |  |  | 2 | Hospital | 5 |  | 6 | NECB2017 | 0.10131 | 88900.7399 | 38.7167 | 7.6352 | 61.1913 | 5.5341 | 295.9512 | 182.8739 | WHITEHORSE | YUKON | 14.0723 | 0 | 0 | 14.0723 | 32.2275 | 0 | 0 | 32.2275 | 0 | 0.0080754 | 0 | 0 | 0.90476 | 0.11013 | 0.033739 | 0.31242 | 0.11637 | 0.2277 | 0 | 0.0011379 | 0.90476 | 0.095165 | 132.5465 | 0 | Electricity | 22.8 | 0.757 |  | 0.284 |  |  |  | 0.138 | 0.21 | 1.9 | 1.9 | 2 | Whitehorse Intl AP | CAN | 5 | 6491 | 60.709 | -135.069 | 7b | 6580 | YT | CAN_YT_Whitehorse.Intl.AP.719640_CWEC2016.epw | 0 | 5.8416 | 0.0040117 | 2135.12 | 0 | 1456.1401 | 25.2193 | 0.017319 | 9217.64 | 0.1 | 2021-03-24 15:46:20 +0000 | eef80c06 | 0.2.11 | :adv_dx_units: NECB_Default :analysis_id: 6a87033d-ede6-4783-acf8-880bd0e50e61 :analysis_name: baseline-2021-03-24 :boiler_eff: NECB_Default :btap_batch_version: 1.0.002 :building_type: Hospital :compute_environment: aws_batch :datapoint_id: 19c7289a-e7e8-4320-840c-94d5a48738c5 :daylighting_type: NECB_Default :dcv_type: NECB_Default :door_construction_cond: NECB_Default :ecm_system_name: NECB_Default :enable_costing: true :epw_file: CAN_YT_Whitehorse.Intl.AP.719640_CWEC2016.epw :erv_package: NECB_Default :ext_floor_cond: NECB_Default :ext_roof_cond: NECB_Default :ext_wall_cond: NECB_Default :fdwr_set: NECB_Default :fixed_wind_solar_trans: NECB_Default :fixed_window_cond: NECB_Default :furnace_eff: NECB_Default :glass_door_cond: NECB_Default :glass_door_solar_trans: NECB_Default :ground_floor_cond: NECB_Default :ground_roof_cond: NECB_Default :ground_wall_cond: NECB_Default :lights_scale: NECB_Default :lights_type: NECB_Default :overhead_door_cond: NECB_Default :primary_heating_fuel: Electricity :pv_ground_azimuth_angle: NECB_Default :pv_ground_module_description: NECB_Default :pv_ground_tilt_angle: NECB_Default :pv_ground_total_area_pv_panels_m2: NECB_Default :pv_ground_type: NECB_Default :rotation_degrees: NECB_Default :run_annual_simulation: true :s3_bucket: '834599497928' :scale_x: NECB_Default :scale_y: NECB_Default :scale_z: NECB_Default :shw_eff: NECB_Default :skylight_cond: NECB_Default :skylight_solar_trans: NECB_Default :srr_set: NECB_Default :template: NECB2017 | 2.8525e-05 | TRUE | 2302.7949 |  | https://s3.console.aws.amazon.com/s3/buckets/834599497928?region=ca-central-1&prefix=sara.gilani/baseline-2021-03-24/6a87033d-ede6-4783-acf8-880bd0e50e61/output/19c7289a-e7e8-4320-840c-94d5a48738c5/ | 1.0.002 | 0 | 0 |  | 0 | 0 | tier_1 | 0
655 | 0 |  | NECB_Default | NECB_Default | NECB_Default | NECB_Default | NECB_Default | NECB_Default | NECB_Default | NECB_Default | Hospital | NECB2017 | CAN_NS_Halifax.Dockyard.713280_CWEC2016.epw | Electricity | NECB_Default | NECB_Default | NECB_Default | NECB_Default | NECB_Default | NECB_Default | NECB_Default | NECB_Default | NECB_Default | NECB_Default | NECB_Default | NECB_Default | NECB_Default | NECB_Default | NECB_Default | NECB_Default | NECB_Default | NECB_Default | NECB_Default | NECB_Default | NECB_Default | NECB_Default | NECB_Default | NECB_Default | NECB_Default | NECB_Default | NECB_Default | aws_batch | 834599497928 | [5 empty] | baseline-2021-03-24 | 6a87033d-ede6-4783-acf8-880bd0e50e61 | TRUE | TRUE | 38b42d3b-43da-4cfd-a182-ca31bbf49a83 |  | 22436.08 | 9006.9497 | 40 | Hospital |  |  | 2 | Hospital | 5 |  | 6 | NECB2017 | 0.10131 | 88900.7399 | 41.6608 | 9.5177 | 61.6732 | 5.5792 | 300.0439 | 181.6129 | HALIFAX | NOVA SCOTIA | 147.7274 | 0 | 0 | 147.7274 | 28.9721 | 0 | 0 | 28.9721 | 0 | 0.028695 | 0 | 0 | 0.72849 | 0.11875 | 0.031382 | 0.12239 | 0.11637 | 0.2277 | 0 | 0.0016777 | 0.72849 | 0.08139 | 66.9194 | 0 | Electricity | 40 | 0.757 |  | 0.284 |  |  |  | 0.156 | 0.247 | 1.9 | 1.9 | 2 | Halifax Dockyard | CAN | 112 | 3647 | 44.655 | -63.577 | 6 | 4000 | NS | CAN_NS_Halifax.Dockyard.713280_CWEC2016.epw | 0 | 4.9961 | 0.003159 | 1826.07 | 0 | 1581.5383 | 25.2193 | 0.015946 | 9217.64 | 0.1 | 2021-03-24 15:47:15 +0000 | eef80c06 | 0.2.11 | :adv_dx_units: NECB_Default :analysis_id: 6a87033d-ede6-4783-acf8-880bd0e50e61 :analysis_name: baseline-2021-03-24 :boiler_eff: NECB_Default :btap_batch_version: 1.0.002 :building_type: Hospital :compute_environment: aws_batch :datapoint_id: 38b42d3b-43da-4cfd-a182-ca31bbf49a83 :daylighting_type: NECB_Default :dcv_type: NECB_Default :door_construction_cond: NECB_Default :ecm_system_name: NECB_Default :enable_costing: true :epw_file: CAN_NS_Halifax.Dockyard.713280_CWEC2016.epw :erv_package: NECB_Default :ext_floor_cond: NECB_Default :ext_roof_cond: NECB_Default :ext_wall_cond: NECB_Default :fdwr_set: NECB_Default :fixed_wind_solar_trans: NECB_Default :fixed_window_cond: NECB_Default :furnace_eff: NECB_Default :glass_door_cond: NECB_Default :glass_door_solar_trans: NECB_Default :ground_floor_cond: NECB_Default :ground_roof_cond: NECB_Default :ground_wall_cond: NECB_Default :lights_scale: NECB_Default :lights_type: NECB_Default :overhead_door_cond: NECB_Default :primary_heating_fuel: Electricity :pv_ground_azimuth_angle: NECB_Default :pv_ground_module_description: NECB_Default :pv_ground_tilt_angle: NECB_Default :pv_ground_total_area_pv_panels_m2: NECB_Default :pv_ground_type: NECB_Default :rotation_degrees: NECB_Default :run_annual_simulation: true :s3_bucket: '834599497928' :scale_x: NECB_Default :scale_y: NECB_Default :scale_z: NECB_Default :shw_eff: NECB_Default :skylight_cond: NECB_Default :skylight_solar_trans: NECB_Default :srr_set: NECB_Default :template: NECB2017 | 0.00014307 | TRUE | 2365.2371 |  | https://s3.console.aws.amazon.com/s3/buckets/834599497928?region=ca-central-1&prefix=sara.gilani/baseline-2021-03-24/6a87033d-ede6-4783-acf8-880bd0e50e61/output/38b42d3b-43da-4cfd-a182-ca31bbf49a83/ | 1.0.002 | 0 | 0 |  | 0 | 0 | tier_1 | 0
656 | 0 |  | NECB_Default | NECB_Default | NECB_Default | NECB_Default | NECB_Default | NECB_Default | NECB_Default | NECB_Default | Hospital | NECB2017 | CAN_AB_Edmonton.Intl.AP.711230_CWEC2016.epw | Electricity | NECB_Default | NECB_Default | NECB_Default | NECB_Default | NECB_Default | NECB_Default | NECB_Default | NECB_Default | NECB_Default | NECB_Default | NECB_Default | NECB_Default | NECB_Default | NECB_Default | NECB_Default | NECB_Default | NECB_Default | NECB_Default | NECB_Default | NECB_Default | NECB_Default | NECB_Default | NECB_Default | NECB_Default | NECB_Default | NECB_Default | NECB_Default | aws_batch | 834599497928 | [5 empty] | baseline-2021-03-24 | 6a87033d-ede6-4783-acf8-880bd0e50e61 | TRUE | TRUE | f06cd7d2-b643-45e3-935b-19413accfc64 |  | 22436.08 | 9006.9497 | 32.5 | Hospital |  |  | 2 | Hospital | 5 |  | 6 | NECB2017 | 0.10131 | 88900.7399 | 47.019 | 10.5523 | 69.0603 | 5.6299 | 326.4664 | 194.2049 | EDMONTON | ALBERTA | 181.7272 | 0 | 0 | 181.7272 | 17.2239 | 0 | 0 | 17.2239 | 0 | 0.019733 | 0 | 0 | 0.82807 | 0.12047 | 0.030865 | 0.22039 | 0.11637 | 0.2277 | 0 | 0.0014757 | 0.82807 | 0.090991 | 118.29 | 0 | Electricity | 32.5 | 0.757 |  | 0.284 |  |  |  | 0.138 | 0.21 | 1.9 | 1.9 | 2 | Edmonton Intl AP | CAN | 23 | 5588 | 53.31 | -113.579 | 7a | 5120 | AB | CAN_AB_Edmonton.Intl.AP.711230_CWEC2016.epw | 0 | 5.5854 | 0.0034056 | 2041.48 | 0 | 1640.0936 | 25.2193 | 0.015377 | 9217.64 | 0.1 | 2021-03-24 15:47:21 +0000 | eef80c06 | 0.2.11 | :adv_dx_units: NECB_Default :analysis_id: 6a87033d-ede6-4783-acf8-880bd0e50e61 :analysis_name: baseline-2021-03-24 :boiler_eff: NECB_Default :btap_batch_version: 1.0.002 :building_type: Hospital :compute_environment: aws_batch :datapoint_id: f06cd7d2-b643-45e3-935b-19413accfc64 :daylighting_type: NECB_Default :dcv_type: NECB_Default :door_construction_cond: NECB_Default :ecm_system_name: NECB_Default :enable_costing: true :epw_file: CAN_AB_Edmonton.Intl.AP.711230_CWEC2016.epw :erv_package: NECB_Default :ext_floor_cond: NECB_Default :ext_roof_cond: NECB_Default :ext_wall_cond: NECB_Default :fdwr_set: NECB_Default :fixed_wind_solar_trans: NECB_Default :fixed_window_cond: NECB_Default :furnace_eff: NECB_Default :glass_door_cond: NECB_Default :glass_door_solar_trans: NECB_Default :ground_floor_cond: NECB_Default :ground_roof_cond: NECB_Default :ground_wall_cond: NECB_Default :lights_scale: NECB_Default :lights_type: NECB_Default :overhead_door_cond: NECB_Default :primary_heating_fuel: Electricity :pv_ground_azimuth_angle: NECB_Default :pv_ground_module_description: NECB_Default :pv_ground_tilt_angle: NECB_Default :pv_ground_total_area_pv_panels_m2: NECB_Default :pv_ground_type: NECB_Default :rotation_degrees: NECB_Default :run_annual_simulation: true :s3_bucket: '834599497928' :scale_x: NECB_Default :scale_y: NECB_Default :scale_z: NECB_Default :shw_eff: NECB_Default :skylight_cond: NECB_Default :skylight_solar_trans: NECB_Default :srr_set: NECB_Default :template: NECB2017 | 8.6914e-05 | TRUE | 2368.2368 |  | https://s3.console.aws.amazon.com/s3/buckets/834599497928?region=ca-central-1&prefix=sara.gilani/baseline-2021-03-24/6a87033d-ede6-4783-acf8-880bd0e50e61/output/f06cd7d2-b643-45e3-935b-19413accfc64/ | 1.0.002 | 0 | 0 |  | 0 | 0 | tier_1 | 0
657 | 0 |  | NECB_Default | NECB_Default | NECB_Default | NECB_Default | NECB_Default | NECB_Default | NECB_Default | NECB_Default | Hospital | NECB2011 | CAN_BC_Vancouver.Intl.AP.718920_CWEC2016.epw | NaturalGas | NECB_Default | NECB_Default | NECB_Default | NECB_Default | NECB_Default | NECB_Default | NECB_Default | NECB_Default | NECB_Default | NECB_Default | NECB_Default | NECB_Default | NECB_Default | NECB_Default | NECB_Default | NECB_Default | NECB_Default | NECB_Default | NECB_Default | NECB_Default | NECB_Default | NECB_Default | NECB_Default | NECB_Default | NECB_Default | NECB_Default | NECB_Default | aws_batch | 834599497928 | [5 empty] | baseline-2021-03-24 | 6a87033d-ede6-4783-acf8-880bd0e50e61 | TRUE | TRUE | 98f7b3ce-8d1e-499c-92e3-235f9b48b409 |  | 22436.08 | 9006.9497 | 40 | Hospital |  |  | 5 | Hospital | 5 |  | 6 | NECB2011 | 0.10131 | 88900.7399 | 43.98 | 14.3195 | 61.9288 | 1.5974 | 281.7485 | 159.9227 | VANCOUVER | BRITISH COLUMBIA | 1.528 | 31.669 | 0 | 33.197 | 15.2588 | 7.1046 | 0 | 22.3635 | 0 | 0.022573 | 0 | 0 | 0.53918 | 0.13536 | 0 | 0.52263 | 0.11866 | 0.25981 | 0.62817 | 0.0026324 | 1.1674 | 0.10555 | 36.7014 | 90.2283 | Natural Gas | 40 | 0.757 |  | 0.568 |  |  |  | 0.227 | 0.315 | 2.4 | 2.4 | 5 | Vancouver Intl AP | CAN | 42 | 2797 | 49.195 | -123.184 | 4 | 2800 | BC | CAN_BC_Vancouver.Intl.AP.718920_CWEC2016.epw | 0 | 0 | 0 | 0 | 2368.02 | 1463.4616 | 26.7946 | 0.018309 | 9793.44 | 0.1 | 2021-03-24 15:47:02 +0000 | eef80c06 | 0.2.11 | :adv_dx_units: NECB_Default :analysis_id: 6a87033d-ede6-4783-acf8-880bd0e50e61 :analysis_name: baseline-2021-03-24 :boiler_eff: NECB_Default :btap_batch_version: 1.0.002 :building_type: Hospital :compute_environment: aws_batch :datapoint_id: 98f7b3ce-8d1e-499c-92e3-235f9b48b409 :daylighting_type: NECB_Default :dcv_type: NECB_Default :door_construction_cond: NECB_Default :ecm_system_name: NECB_Default :enable_costing: true :epw_file: CAN_BC_Vancouver.Intl.AP.718920_CWEC2016.epw :erv_package: NECB_Default :ext_floor_cond: NECB_Default :ext_roof_cond: NECB_Default :ext_wall_cond: NECB_Default :fdwr_set: NECB_Default :fixed_wind_solar_trans: NECB_Default :fixed_window_cond: NECB_Default :furnace_eff: NECB_Default :glass_door_cond: NECB_Default :glass_door_solar_trans: NECB_Default :ground_floor_cond: NECB_Default :ground_roof_cond: NECB_Default :ground_wall_cond: NECB_Default :lights_scale: NECB_Default :lights_type: NECB_Default :overhead_door_cond: NECB_Default :primary_heating_fuel: NaturalGas :pv_ground_azimuth_angle: NECB_Default :pv_ground_module_description: NECB_Default :pv_ground_tilt_angle: NECB_Default :pv_ground_total_area_pv_panels_m2: NECB_Default :pv_ground_type: NECB_Default :rotation_degrees: NECB_Default :run_annual_simulation: true :s3_bucket: '834599497928' :scale_x: NECB_Default :scale_y: NECB_Default :scale_z: NECB_Default :shw_eff: NECB_Default :skylight_cond: NECB_Default :skylight_solar_trans: NECB_Default :srr_set: NECB_Default :template: NECB2011 | 0.00014575 | TRUE | 2423.1788 |  | https://s3.console.aws.amazon.com/s3/buckets/834599497928?region=ca-central-1&prefix=sara.gilani/baseline-2021-03-24/6a87033d-ede6-4783-acf8-880bd0e50e61/output/98f7b3ce-8d1e-499c-92e3-235f9b48b409/ | 1.0.002 | 0 | 0 |  | 0 | 0 | tier_1 | 0
658 | 0 |  | NECB_Default | NECB_Default | NECB_Default | NECB_Default | NECB_Default | NECB_Default | NECB_Default | NECB_Default | Hospital | NECB2015 | CAN_BC_Vancouver.Intl.AP.718920_CWEC2016.epw | Electricity | NECB_Default | NECB_Default | NECB_Default | NECB_Default | NECB_Default | NECB_Default | NECB_Default | NECB_Default | NECB_Default | NECB_Default | NECB_Default | NECB_Default | NECB_Default | NECB_Default | NECB_Default | NECB_Default | NECB_Default | NECB_Default | NECB_Default | NECB_Default | NECB_Default | NECB_Default | NECB_Default | NECB_Default | NECB_Default | NECB_Default | NECB_Default | aws_batch | 834599497928 | [5 empty] | baseline-2021-03-24 | 6a87033d-ede6-4783-acf8-880bd0e50e61 | TRUE | TRUE | 273d7e27-36ef-48b1-a3cf-89589ecfe971 |  | 22436.08 | 9006.9497 | 40 | Hospital |  |  | 5 | Hospital | 5 |  | 6 | NECB2015 | 0.10131 | 88900.7399 | 43.98 | 9.4369 | 62.736 | 5.6165 | 298.9695 | 177.2001 | VANCOUVER | BRITISH COLUMBIA | 2.4147 | 0 | 0 | 2.4147 | 24.1131 | 0 | 0 | 24.1131 | 0 | 0.02291 | 0 | 0 | 0.85205 | 0.1263 | 0 | 0.2641 | 0.11637 | 0.2427 | 0 | 0.001851 | 0.85205 | 0.077689 | 76.5985 | 0 | Electricity | 40 | 0.757 |  | 0.568 |  |  |  | 0.227 | 0.315 | 2.4 | 2.4 | 5 | Vancouver Intl AP | CAN | 42 | 2797 | 49.195 | -123.184 | 4 | 2800 | BC | CAN_BC_Vancouver.Intl.AP.718920_CWEC2016.epw | 0 | 4.7689 | 0.0033367 | 1743.03 | 0 | 1429.2272 | 25.2193 | 0.017645 | 9217.64 | 0.1 | 2021-03-24 15:47:21 +0000 | eef80c06 | 0.2.11 | :adv_dx_units: NECB_Default :analysis_id: 6a87033d-ede6-4783-acf8-880bd0e50e61 :analysis_name: baseline-2021-03-24 :boiler_eff: NECB_Default :btap_batch_version: 1.0.002 :building_type: Hospital :compute_environment: aws_batch :datapoint_id: 273d7e27-36ef-48b1-a3cf-89589ecfe971 :daylighting_type: NECB_Default :dcv_type: NECB_Default :door_construction_cond: NECB_Default :ecm_system_name: NECB_Default :enable_costing: true :epw_file: CAN_BC_Vancouver.Intl.AP.718920_CWEC2016.epw :erv_package: NECB_Default :ext_floor_cond: NECB_Default :ext_roof_cond: NECB_Default :ext_wall_cond: NECB_Default :fdwr_set: NECB_Default :fixed_wind_solar_trans: NECB_Default :fixed_window_cond: NECB_Default :furnace_eff: NECB_Default :glass_door_cond: NECB_Default :glass_door_solar_trans: NECB_Default :ground_floor_cond: NECB_Default :ground_roof_cond: NECB_Default :ground_wall_cond: NECB_Default :lights_scale: NECB_Default :lights_type: NECB_Default :overhead_door_cond: NECB_Default :primary_heating_fuel: Electricity :pv_ground_azimuth_angle: NECB_Default :pv_ground_module_description: NECB_Default :pv_ground_tilt_angle: NECB_Default :pv_ground_total_area_pv_panels_m2: NECB_Default :pv_ground_type: NECB_Default :rotation_degrees: NECB_Default :run_annual_simulation: true :s3_bucket: '834599497928' :scale_x: NECB_Default :scale_y: NECB_Default :scale_z: NECB_Default :shw_eff: NECB_Default :skylight_cond: NECB_Default :skylight_solar_trans: NECB_Default :srr_set: NECB_Default :template: NECB2015 | 0.00012569 | TRUE | 2425.7978 |  | https://s3.console.aws.amazon.com/s3/buckets/834599497928?region=ca-central-1&prefix=sara.gilani/baseline-2021-03-24/6a87033d-ede6-4783-acf8-880bd0e50e61/output/273d7e27-36ef-48b1-a3cf-89589ecfe971/ | 1.0.002 | 0 | 0 |  | 0 | 0 | tier_1 | 0
659 | 0 |  | NECB_Default | NECB_Default | NECB_Default | NECB_Default | NECB_Default | NECB_Default | NECB_Default | NECB_Default | Hospital | NECB2017 | CAN_NS_Halifax.Dockyard.713280_CWEC2016.epw | NaturalGas | NECB_Default | NECB_Default | NECB_Default | NECB_Default | NECB_Default | NECB_Default | NECB_Default | NECB_Default | NECB_Default | NECB_Default | NECB_Default | NECB_Default | NECB_Default | NECB_Default | NECB_Default | NECB_Default | NECB_Default | NECB_Default | NECB_Default | NECB_Default | NECB_Default | NECB_Default | NECB_Default | NECB_Default | NECB_Default | NECB_Default | NECB_Default | aws_batch | 834599497928 | [5 empty] | baseline-2021-03-24 | 6a87033d-ede6-4783-acf8-880bd0e50e61 | TRUE | TRUE | cb9f94e9-2d2f-4163-bc95-3a4989b9a16d |  | 22436.08 | 9006.9497 | 40 | Hospital |  |  | 2 | Hospital | 5 |  | 6 | NECB2017 | 0.10131 | 88900.7399 | 41.6608 | 15.0584 | 61.6732 | 1.5765 | 281.2227 | 161.2538 | HALIFAX | NOVA SCOTIA | 106.7764 | 14.048 | 0 | 120.8245 | 20.9408 | 3.5459 | 0 | 24.4867 | 0 | 0.02908 | 0 | 0 | 0.52655 | 0.11884 | 0.031398 | 0.17827 | 0.11637 | 0.2277 | 0.28231 | 0.0030228 | 0.80886 | 0.10404 | 34.8491 | 61.217 | Natural Gas | 40 | 0.757 |  | 0.284 |  |  |  | 0.156 | 0.247 | 1.9 | 1.9 | 2 | Halifax Dockyard | CAN | 112 | 3647 | 44.655 | -63.577 | 6 | 4000 | NS | CAN_NS_Halifax.Dockyard.713280_CWEC2016.epw | 0 | 0 | 0 | 0 | 2334.27 | 1581.5383 | 25.2193 | 0.015946 | 9217.64 | 0.1 | 2021-03-24 15:47:57 +0000 | eef80c06 | 0.2.11 | :adv_dx_units: NECB_Default :analysis_id: 6a87033d-ede6-4783-acf8-880bd0e50e61 :analysis_name: baseline-2021-03-24 :boiler_eff: NECB_Default :btap_batch_version: 1.0.002 :building_type: Hospital :compute_environment: aws_batch :datapoint_id: cb9f94e9-2d2f-4163-bc95-3a4989b9a16d :daylighting_type: NECB_Default :dcv_type: NECB_Default :door_construction_cond: NECB_Default :ecm_system_name: NECB_Default :enable_costing: true :epw_file: CAN_NS_Halifax.Dockyard.713280_CWEC2016.epw :erv_package: NECB_Default :ext_floor_cond: NECB_Default :ext_roof_cond: NECB_Default :ext_wall_cond: NECB_Default :fdwr_set: NECB_Default :fixed_wind_solar_trans: NECB_Default :fixed_window_cond: NECB_Default :furnace_eff: NECB_Default :glass_door_cond: NECB_Default :glass_door_solar_trans: NECB_Default :ground_floor_cond: NECB_Default :ground_roof_cond: NECB_Default :ground_wall_cond: NECB_Default :lights_scale: NECB_Default :lights_type: NECB_Default :overhead_door_cond: NECB_Default :primary_heating_fuel: NaturalGas :pv_ground_azimuth_angle: NECB_Default :pv_ground_module_description: NECB_Default :pv_ground_tilt_angle: NECB_Default :pv_ground_total_area_pv_panels_m2: NECB_Default :pv_ground_type: NECB_Default :rotation_degrees: NECB_Default :run_annual_simulation: true :s3_bucket: '834599497928' :scale_x: NECB_Default :scale_y: NECB_Default :scale_z: NECB_Default :shw_eff: NECB_Default :skylight_cond: NECB_Default :skylight_solar_trans: NECB_Default :srr_set: NECB_Default :template: NECB2017 | 0.00014307 | TRUE | 2422.89 |  | https://s3.console.aws.amazon.com/s3/buckets/834599497928?region=ca-central-1&prefix=sara.gilani/baseline-2021-03-24/6a87033d-ede6-4783-acf8-880bd0e50e61/output/cb9f94e9-2d2f-4163-bc95-3a4989b9a16d/ | 1.0.002 | 0 | 0 |  | 0 | 0 | tier_1 | 0
660 | 0 |  | NECB_Default | NECB_Default | NECB_Default | NECB_Default | NECB_Default | NECB_Default | NECB_Default | NECB_Default | Hospital | NECB2011 | CAN_AB_Edmonton.Intl.AP.711230_CWEC2016.epw | NaturalGas | NECB_Default | NECB_Default | NECB_Default | NECB_Default | NECB_Default | NECB_Default | NECB_Default | NECB_Default | NECB_Default | NECB_Default | NECB_Default | NECB_Default | NECB_Default | NECB_Default | NECB_Default | NECB_Default | NECB_Default | NECB_Default | NECB_Default | NECB_Default | NECB_Default | NECB_Default | NECB_Default | NECB_Default | NECB_Default | NECB_Default | NECB_Default | aws_batch | 834599497928 | [5 empty] | baseline-2021-03-24 | 6a87033d-ede6-4783-acf8-880bd0e50e61 | TRUE | TRUE | cbcfcfb7-922a-4bc0-9aac-c30360db09cc |  | 22436.08 | 9006.9497 | 32.5 | Hospital |  |  | 5 | Hospital | 5 |  | 6 | NECB2011 | 0.10131 | 88900.7399 | 45.8334 | 18.4873 | 69.0603 | 1.6258 | 298.9043 | 163.8976 | EDMONTON | ALBERTA | 118.1104 | 60.0687 | 0 | 178.1791 | 11.1944 | 4.2854 | 0 | 15.4798 | 0 | 0.019425 | 0 | 0 | 0.53819 | 0.13689 | 0.0017637 | 1.0676 | 0.11866 | 0.25981 | 1.1904 | 0.0015301 | 1.7286 | 0.12279 | 37.9054 | 151.4594 | Natural Gas | 32.5 | 0.757 |  | 0.284 |  |  |  | 0.162 | 0.21 | 2.2 | 2.2 | 5 | Edmonton Intl AP | CAN | 23 | 5588 | 53.31 | -113.579 | 7a | 5120 | AB | CAN_AB_Edmonton.Intl.AP.711230_CWEC2016.epw | 0 | 0 | 0 | 0 | 2755.03 | 1746.6167 | 26.7946 | 0.015341 | 9793.44 | 0.1 | 2021-03-24 15:48:05 +0000 | eef80c06 | 0.2.11 | :adv_dx_units: NECB_Default :analysis_id: 6a87033d-ede6-4783-acf8-880bd0e50e61 :analysis_name: baseline-2021-03-24 :boiler_eff: NECB_Default :btap_batch_version: 1.0.002 :building_type: Hospital :compute_environment: aws_batch :datapoint_id: cbcfcfb7-922a-4bc0-9aac-c30360db09cc :daylighting_type: NECB_Default :dcv_type: NECB_Default :door_construction_cond: NECB_Default :ecm_system_name: NECB_Default :enable_costing: true :epw_file: CAN_AB_Edmonton.Intl.AP.711230_CWEC2016.epw :erv_package: NECB_Default :ext_floor_cond: NECB_Default :ext_roof_cond: NECB_Default :ext_wall_cond: NECB_Default :fdwr_set: NECB_Default :fixed_wind_solar_trans: NECB_Default :fixed_window_cond: NECB_Default :furnace_eff: NECB_Default :glass_door_cond: NECB_Default :glass_door_solar_trans: NECB_Default :ground_floor_cond: NECB_Default :ground_roof_cond: NECB_Default :ground_wall_cond: NECB_Default :lights_scale: NECB_Default :lights_type: NECB_Default :overhead_door_cond: NECB_Default :primary_heating_fuel: NaturalGas :pv_ground_azimuth_angle: NECB_Default :pv_ground_module_description: NECB_Default :pv_ground_tilt_angle: NECB_Default :pv_ground_total_area_pv_panels_m2: NECB_Default :pv_ground_type: NECB_Default :rotation_degrees: NECB_Default :run_annual_simulation: true :s3_bucket: '834599497928' :scale_x: NECB_Default :scale_y: NECB_Default :scale_z: NECB_Default :shw_eff: NECB_Default :skylight_cond: NECB_Default :skylight_solar_trans: NECB_Default :srr_set: NECB_Default :template: NECB2011 | 0.0001092 | TRUE | 2486.8419 |  | https://s3.console.aws.amazon.com/s3/buckets/834599497928?region=ca-central-1&prefix=sara.gilani/baseline-2021-03-24/6a87033d-ede6-4783-acf8-880bd0e50e61/output/cbcfcfb7-922a-4bc0-9aac-c30360db09cc/ | 1.0.002 | 0 | 0 |  | 0 | 0 | tier_1 | 0
661 | 0 |  | NECB_Default | NECB_Default | NECB_Default | NECB_Default | NECB_Default | NECB_Default | NECB_Default | NECB_Default | Hospital | NECB2017 | CAN_AB_Calgary.Intl.AP.718770_CWEC2016.epw | Electricity | NECB_Default | NECB_Default | NECB_Default | NECB_Default | NECB_Default | NECB_Default | NECB_Default | NECB_Default | NECB_Default | NECB_Default | NECB_Default | NECB_Default | NECB_Default | NECB_Default | NECB_Default | NECB_Default | NECB_Default | NECB_Default | NECB_Default | NECB_Default | NECB_Default | NECB_Default | NECB_Default | NECB_Default | NECB_Default | NECB_Default | NECB_Default | aws_batch | 834599497928 | [5 empty] | baseline-2021-03-24 | 6a87033d-ede6-4783-acf8-880bd0e50e61 | TRUE | TRUE | 56abde16-5f55-4275-a332-58e244022de9 |  | 22436.08 | 9006.9497 | 33.3 | Hospital |  |  | 2 | Hospital | 5 |  | 6 | NECB2017 | 0.10131 | 88900.7399 | 47.1059 | 10.4882 | 68.202 | 5.6345 | 326.4529 | 195.0224 | CALGARY | ALBERTA | 166.5228 | 0 | 0 | 166.5228 | 15.7829 | 0 | 0 | 15.7829 | 0 | 0.022614 | 0 | 0 | 0.75879 | 0.12546 | 0.030684 | 0.14736 | 0.11637 | 0.2277 | 0 | 0.0015145 | 0.75879 | 0.087001 | 81.7413 | 0 | Electricity | 33.3 | 0.757 |  | 0.284 |  |  |  | 0.138 | 0.21 | 1.9 | 1.9 | 2 | Calgary Intl AP | CAN | 64 | 4781 | 51.114 | -114.02 | 7a | 5000 | AB | CAN_AB_Calgary.Intl.AP.718770_CWEC2016.epw | 0 | 5.3405 | 0.0032729 | 1951.97 | 0 | 1631.7294 | 25.2193 | 0.015456 | 9217.64 | 0.1 | 2021-03-24 15:47:41 +0000 | eef80c06 | 0.2.11 | :adv_dx_units: NECB_Default :analysis_id: 6a87033d-ede6-4783-acf8-880bd0e50e61 :analysis_name: baseline-2021-03-24 :boiler_eff: NECB_Default :btap_batch_version: 1.0.002 :building_type: Hospital :compute_environment: aws_batch :datapoint_id: 56abde16-5f55-4275-a332-58e244022de9 :daylighting_type: NECB_Default :dcv_type: NECB_Default :door_construction_cond: NECB_Default :ecm_system_name: NECB_Default :enable_costing: true :epw_file: CAN_AB_Calgary.Intl.AP.718770_CWEC2016.epw :erv_package: NECB_Default :ext_floor_cond: NECB_Default :ext_roof_cond: NECB_Default :ext_wall_cond: NECB_Default :fdwr_set: NECB_Default :fixed_wind_solar_trans: NECB_Default :fixed_window_cond: NECB_Default :furnace_eff: NECB_Default :glass_door_cond: NECB_Default :glass_door_solar_trans: NECB_Default :ground_floor_cond: NECB_Default :ground_roof_cond: NECB_Default :ground_wall_cond: NECB_Default :lights_scale: NECB_Default :lights_type: NECB_Default :overhead_door_cond: NECB_Default :primary_heating_fuel: Electricity :pv_ground_azimuth_angle: NECB_Default :pv_ground_module_description: NECB_Default :pv_ground_tilt_angle: NECB_Default :pv_ground_total_area_pv_panels_m2: NECB_Default :pv_ground_type: NECB_Default :rotation_degrees: NECB_Default :run_annual_simulation: true :s3_bucket: '834599497928' :scale_x: NECB_Default :scale_y: NECB_Default :scale_z: NECB_Default :shw_eff: NECB_Default :skylight_cond: NECB_Default :skylight_solar_trans: NECB_Default :srr_set: NECB_Default :template: NECB2017 | 9.4936e-05 | TRUE | 2423.9728 |  | https://s3.console.aws.amazon.com/s3/buckets/834599497928?region=ca-central-1&prefix=sara.gilani/baseline-2021-03-24/6a87033d-ede6-4783-acf8-880bd0e50e61/output/56abde16-5f55-4275-a332-58e244022de9/ | 1.0.002 | 0 | 0 |  | 0 | 0 | tier_1 | 0
662 | 0 |  | NECB_Default | NECB_Default | NECB_Default | NECB_Default | NECB_Default | NECB_Default | NECB_Default | NECB_Default | Hospital | NECB2015 | CAN_NS_Halifax.Dockyard.713280_CWEC2016.epw | NaturalGas | NECB_Default | NECB_Default | NECB_Default | NECB_Default | NECB_Default | NECB_Default | NECB_Default | NECB_Default | NECB_Default | NECB_Default | NECB_Default | NECB_Default | NECB_Default | NECB_Default | NECB_Default | NECB_Default | NECB_Default | NECB_Default | NECB_Default | NECB_Default | NECB_Default | NECB_Default | NECB_Default | NECB_Default | NECB_Default | NECB_Default | NECB_Default | aws_batch | 834599497928 | [5 empty] | baseline-2021-03-24 | 6a87033d-ede6-4783-acf8-880bd0e50e61 | TRUE | TRUE | ad57dbec-2cfc-4225-b019-fa5b749bb6cb |  | 22436.08 | 9006.9497 | 40 | Hospital |  |  | 5 | Hospital | 5 |  | 6 | NECB2015 | 0.10131 | 88900.7399 | 40.1295 | 15.4726 | 62.4767 | 1.5765 | 270.3798 | 150.7245 | HALIFAX | NOVA SCOTIA | 105.2671 | 30.934 | 0 | 136.2011 | 20.6448 | 7.808 | 0 | 28.4529 | 0 | 0.028997 | 0 | 0 | 0.51911 | 0.12487 | 0.0027126 | 0.51765 | 0.11637 | 0.2427 | 0.62166 | 0.0033023 | 1.1408 | 0.10401 | 36.6304 | 94.8533 | Natural Gas | 40 | 0.757 |  | 0.284 |  |  |  | 0.183 | 0.247 | 2.2 | 2.2 | 5 | Halifax Dockyard | CAN | 112 | 3647 | 44.655 | -63.577 | 6 | 4000 | NS | CAN_NS_Halifax.Dockyard.713280_CWEC2016.epw | 0 | 0 | 0 | 0 | 2333.59 | 1642.1856 | 25.2193 | 0.015357 | 9217.64 | 0.1 | 2021-03-24 15:48:33 +0000 | eef80c06 | 0.2.11 | :adv_dx_units: NECB_Default :analysis_id: 6a87033d-ede6-4783-acf8-880bd0e50e61 :analysis_name: baseline-2021-03-24 :boiler_eff: NECB_Default :btap_batch_version: 1.0.002 :building_type: Hospital :compute_environment: aws_batch :datapoint_id: ad57dbec-2cfc-4225-b019-fa5b749bb6cb :daylighting_type: NECB_Default :dcv_type: NECB_Default :door_construction_cond: NECB_Default :ecm_system_name: NECB_Default :enable_costing: true :epw_file: CAN_NS_Halifax.Dockyard.713280_CWEC2016.epw :erv_package: NECB_Default :ext_floor_cond: NECB_Default :ext_roof_cond: NECB_Default :ext_wall_cond: NECB_Default :fdwr_set: NECB_Default :fixed_wind_solar_trans: NECB_Default :fixed_window_cond: NECB_Default :furnace_eff: NECB_Default :glass_door_cond: NECB_Default :glass_door_solar_trans: NECB_Default :ground_floor_cond: NECB_Default :ground_roof_cond: NECB_Default :ground_wall_cond: NECB_Default :lights_scale: NECB_Default :lights_type: NECB_Default :overhead_door_cond: NECB_Default :primary_heating_fuel: NaturalGas :pv_ground_azimuth_angle: NECB_Default :pv_ground_module_description: NECB_Default :pv_ground_tilt_angle: NECB_Default :pv_ground_total_area_pv_panels_m2: NECB_Default :pv_ground_type: NECB_Default :rotation_degrees: NECB_Default :run_annual_simulation: true :s3_bucket: '834599497928' :scale_x: NECB_Default :scale_y: NECB_Default :scale_z: NECB_Default :shw_eff: NECB_Default :skylight_cond: NECB_Default :skylight_solar_trans: NECB_Default :srr_set: NECB_Default :template: NECB2015 | 0.00015332 | TRUE | 2486.367 |  | https://s3.console.aws.amazon.com/s3/buckets/834599497928?region=ca-central-1&prefix=sara.gilani/baseline-2021-03-24/6a87033d-ede6-4783-acf8-880bd0e50e61/output/ad57dbec-2cfc-4225-b019-fa5b749bb6cb/ | 1.0.002 | 0 | 0 |  | 0 | 0 | tier_1 | 0
663 | 0 |  | NECB_Default | NECB_Default | NECB_Default | NECB_Default | NECB_Default | NECB_Default | NECB_Default | NECB_Default | Hospital | NECB2017 | CAN_BC_Vancouver.Intl.AP.718920_CWEC2016.epw | Electricity | NECB_Default | NECB_Default | NECB_Default | NECB_Default | NECB_Default | NECB_Default | NECB_Default | NECB_Default | NECB_Default | NECB_Default | NECB_Default | NECB_Default | NECB_Default | NECB_Default | NECB_Default | NECB_Default | NECB_Default | NECB_Default | NECB_Default | NECB_Default | NECB_Default | NECB_Default | NECB_Default | NECB_Default | NECB_Default | NECB_Default | NECB_Default | aws_batch | 834599497928 | [5 empty] | baseline-2021-03-24 | 6a87033d-ede6-4783-acf8-880bd0e50e61 | TRUE | TRUE | 166ae028-027a-4d9d-9d5b-45624ba2a93c |  | 22436.08 | 9006.9497 | 40 | Hospital |  |  | 2 | Hospital | 5 |  | 6 | NECB2017 | 0.10131 | 88900.7399 | 44.2548 | 9.1814 | 61.9288 | 5.6165 | 303.912 | 182.9305 | VANCOUVER | BRITISH COLUMBIA | 1.9391 | 0 | 0 | 1.9391 | 19.3638 | 0 | 0 | 19.3638 | 0 | 0.022437 | 0 | 0 | 0.68423 | 0.11987 | 0.023949 | 0.094324 | 0.11637 | 0.2277 | 0 | 0.0017753 | 0.68423 | 0.077689 | 54.7154 | 0 | Electricity | 40 | 0.757 |  | 0.568 |  |  |  | 0.193 | 0.315 | 2.1 | 2.1 | 2 | Vancouver Intl AP | CAN | 42 | 2797 | 49.195 | -123.184 | 4 | 2800 | BC | CAN_BC_Vancouver.Intl.AP.718920_CWEC2016.epw | 0 | 4.7689 | 0.0034373 | 1743.03 | 0 | 1387.4028 | 25.2193 | 0.018177 | 9217.64 | 0.1 | 2021-03-24 15:48:15 +0000 | eef80c06 | 0.2.11 | :adv_dx_units: NECB_Default :analysis_id: 6a87033d-ede6-4783-acf8-880bd0e50e61 :analysis_name: baseline-2021-03-24 :boiler_eff: NECB_Default :btap_batch_version: 1.0.002 :building_type: Hospital :compute_environment: aws_batch :datapoint_id: 166ae028-027a-4d9d-9d5b-45624ba2a93c :daylighting_type: NECB_Default :dcv_type: NECB_Default :door_construction_cond: NECB_Default :ecm_system_name: NECB_Default :enable_costing: true :epw_file: CAN_BC_Vancouver.Intl.AP.718920_CWEC2016.epw :erv_package: NECB_Default :ext_floor_cond: NECB_Default :ext_roof_cond: NECB_Default :ext_wall_cond: NECB_Default :fdwr_set: NECB_Default :fixed_wind_solar_trans: NECB_Default :fixed_window_cond: NECB_Default :furnace_eff: NECB_Default :glass_door_cond: NECB_Default :glass_door_solar_trans: NECB_Default :ground_floor_cond: NECB_Default :ground_roof_cond: NECB_Default :ground_wall_cond: NECB_Default :lights_scale: NECB_Default :lights_type: NECB_Default :overhead_door_cond: NECB_Default :primary_heating_fuel: Electricity :pv_ground_azimuth_angle: NECB_Default :pv_ground_module_description: NECB_Default :pv_ground_tilt_angle: NECB_Default :pv_ground_total_area_pv_panels_m2: NECB_Default :pv_ground_type: NECB_Default :rotation_degrees: NECB_Default :run_annual_simulation: true :s3_bucket: '834599497928' :scale_x: NECB_Default :scale_y: NECB_Default :scale_z: NECB_Default :shw_eff: NECB_Default :skylight_cond: NECB_Default :skylight_solar_trans: NECB_Default :srr_set: NECB_Default :template: NECB2017 | 0.00011678 | TRUE | 2483.9063 |  | https://s3.console.aws.amazon.com/s3/buckets/834599497928?region=ca-central-1&prefix=sara.gilani/baseline-2021-03-24/6a87033d-ede6-4783-acf8-880bd0e50e61/output/166ae028-027a-4d9d-9d5b-45624ba2a93c/ | 1.0.002 | 0 | 0 |  | 0 | 0 | tier_1 | 0
664 | 0 |  | NECB_Default | NECB_Default | NECB_Default | NECB_Default | NECB_Default | NECB_Default | NECB_Default | NECB_Default | Hospital | NECB2017 | CAN_ON_Toronto.Pearson.Intl.AP.716240_CWEC2016.epw | NaturalGas | NECB_Default | NECB_Default | NECB_Default | NECB_Default | NECB_Default | NECB_Default | NECB_Default | NECB_Default | NECB_Default | NECB_Default | NECB_Default | NECB_Default | NECB_Default | NECB_Default | NECB_Default | NECB_Default | NECB_Default | NECB_Default | NECB_Default | NECB_Default | NECB_Default | NECB_Default | NECB_Default | NECB_Default | NECB_Default | NECB_Default | NECB_Default | aws_batch | 834599497928 | [5 empty] | baseline-2021-03-24 | 6a87033d-ede6-4783-acf8-880bd0e50e61 | TRUE | TRUE | dca1f31d-bf89-409b-8b4f-ed1b229f65b3 |  | 22436.08 | 9006.9497 | 40 | Hospital |  |  | 2 | Hospital | 5 |  | 6 | NECB2017 | 0.10131 | 88900.7399 | 50.6975 | 19.6597 | 68.5419 | 1.6406 | 316.4487 | 175.909 | TORONTO | ONTARIO | 3.1097 | 15.431 | 0 | 18.5407 | 24.9148 | 2.7228 | 0 | 27.6376 | 0 | 0.060996 | 0 | 0 | 0.55988 | 0.12151 | 0.030967 | 0.20994 | 0.11637 | 0.2277 | 0.31225 | 0.0020971 | 0.87213 | 0.10231 | 42.9331 | 77.0272 | Natural Gas | 40 | 0.757 |  | 0.379 |  |  |  | 0.156 | 0.278 | 1.9 | 1.9 | 2 | Toronto Pearson Intl AP | CAN | 382 | 3615 | 43.677 | -79.631 | 5 | 3890 | ON | CAN_ON_Toronto.Pearson.Intl.AP.716240_CWEC2016.epw | 0 | 0 | 0 | 0 | 2295.48 | 1689.2432 | 25.2193 | 0.014929 | 9217.64 | 0.1 | 2021-03-24 15:48:49 +0000 | eef80c06 | 0.2.11 | :adv_dx_units: NECB_Default :analysis_id: 6a87033d-ede6-4783-acf8-880bd0e50e61 :analysis_name: baseline-2021-03-24 :boiler_eff: NECB_Default :btap_batch_version: 1.0.002 :building_type: Hospital :compute_environment: aws_batch :datapoint_id: dca1f31d-bf89-409b-8b4f-ed1b229f65b3 :daylighting_type: NECB_Default :dcv_type: NECB_Default :door_construction_cond: NECB_Default :ecm_system_name: NECB_Default :enable_costing: true :epw_file: CAN_ON_Toronto.Pearson.Intl.AP.716240_CWEC2016.epw :erv_package: NECB_Default :ext_floor_cond: NECB_Default :ext_roof_cond: NECB_Default :ext_wall_cond: NECB_Default :fdwr_set: NECB_Default :fixed_wind_solar_trans: NECB_Default :fixed_window_cond: NECB_Default :furnace_eff: NECB_Default :glass_door_cond: NECB_Default :glass_door_solar_trans: NECB_Default :ground_floor_cond: NECB_Default :ground_roof_cond: NECB_Default :ground_wall_cond: NECB_Default :lights_scale: NECB_Default :lights_type: NECB_Default :overhead_door_cond: NECB_Default :primary_heating_fuel: NaturalGas :pv_ground_azimuth_angle: NECB_Default :pv_ground_module_description: NECB_Default :pv_ground_tilt_angle: NECB_Default :pv_ground_total_area_pv_panels_m2: NECB_Default :pv_ground_type: NECB_Default :rotation_degrees: NECB_Default :run_annual_simulation: true :s3_bucket: '834599497928' :scale_x: NECB_Default :scale_y: NECB_Default :scale_z: NECB_Default :shw_eff: NECB_Default :skylight_cond: NECB_Default :skylight_solar_trans: NECB_Default :srr_set: NECB_Default :template: NECB2017 | 0.00024871 | TRUE | 2424.093 |  | https://s3.console.aws.amazon.com/s3/buckets/834599497928?region=ca-central-1&prefix=sara.gilani/baseline-2021-03-24/6a87033d-ede6-4783-acf8-880bd0e50e61/output/dca1f31d-bf89-409b-8b4f-ed1b229f65b3/ | 1.0.002 | 0 | 0 |  | 0 | 0 | tier_1 | 0
665 | 0 |  | NECB_Default | NECB_Default | NECB_Default | NECB_Default | NECB_Default | NECB_Default | NECB_Default | NECB_Default | Hospital | NECB2015 | CAN_BC_Vancouver.Intl.AP.718920_CWEC2016.epw | NaturalGas | NECB_Default | NECB_Default | NECB_Default | NECB_Default | NECB_Default | NECB_Default | NECB_Default | NECB_Default | NECB_Default | NECB_Default | NECB_Default | NECB_Default | NECB_Default | NECB_Default | NECB_Default | NECB_Default | NECB_Default | NECB_Default | NECB_Default | NECB_Default | NECB_Default | NECB_Default | NECB_Default | NECB_Default | NECB_Default | NECB_Default | NECB_Default | aws_batch | 834599497928 | [5 empty] | baseline-2021-03-24 | 6a87033d-ede6-4783-acf8-880bd0e50e61 | TRUE | TRUE | 86ba3577-ea4d-416a-8182-e1eec548a5cd |  | 22436.08 | 9006.9497 | 40 | Hospital |  |  | 5 | Hospital | 5 |  | 6 | NECB2015 | 0.10131 | 88900.7399 | 43.98 | 14.9333 | 62.736 | 1.5974 | 282.1955 | 158.9487 | VANCOUVER | BRITISH COLUMBIA | 1.4503 | 23.8373 | 0 | 25.2876 | 14.4822 | 5.3477 | 0 | 19.8299 | 0 | 0.023199 | 0 | 0 | 0.51174 | 0.1264 | 0 | 0.37336 | 0.11637 | 0.2427 | 0.47283 | 0.0029417 | 0.98457 | 0.099466 | 35.3645 | 72.8292 | Natural Gas | 40 | 0.757 |  | 0.568 |  |  |  | 0.227 | 0.315 | 2.4 | 2.4 | 5 | Vancouver Intl AP | CAN | 42 | 2797 | 49.195 | -123.184 | 4 | 2800 | BC | CAN_BC_Vancouver.Intl.AP.718920_CWEC2016.epw | 0 | 0 | 0 | 0 | 2231.62 | 1429.2272 | 25.2193 | 0.017645 | 9217.64 | 0.1 | 2021-03-24 15:49:34 +0000 | eef80c06 | 0.2.11 | :adv_dx_units: NECB_Default :analysis_id: 6a87033d-ede6-4783-acf8-880bd0e50e61 :analysis_name: baseline-2021-03-24 :boiler_eff: NECB_Default :btap_batch_version: 1.0.002 :building_type: Hospital :compute_environment: aws_batch :datapoint_id: 86ba3577-ea4d-416a-8182-e1eec548a5cd :daylighting_type: NECB_Default :dcv_type: NECB_Default :door_construction_cond: NECB_Default :ecm_system_name: NECB_Default :enable_costing: true :epw_file: CAN_BC_Vancouver.Intl.AP.718920_CWEC2016.epw :erv_package: NECB_Default :ext_floor_cond: NECB_Default :ext_roof_cond: NECB_Default :ext_wall_cond: NECB_Default :fdwr_set: NECB_Default :fixed_wind_solar_trans: NECB_Default :fixed_window_cond: NECB_Default :furnace_eff: NECB_Default :glass_door_cond: NECB_Default :glass_door_solar_trans: NECB_Default :ground_floor_cond: NECB_Default :ground_roof_cond: NECB_Default :ground_wall_cond: NECB_Default :lights_scale: NECB_Default :lights_type: NECB_Default :overhead_door_cond: NECB_Default :primary_heating_fuel: NaturalGas :pv_ground_azimuth_angle: NECB_Default :pv_ground_module_description: NECB_Default :pv_ground_tilt_angle: NECB_Default :pv_ground_total_area_pv_panels_m2: NECB_Default :pv_ground_type: NECB_Default :rotation_degrees: NECB_Default :run_annual_simulation: true :s3_bucket: '834599497928' :scale_x: NECB_Default :scale_y: NECB_Default :scale_z: NECB_Default :shw_eff: NECB_Default :skylight_cond: NECB_Default :skylight_solar_trans: NECB_Default :srr_set: NECB_Default :template: NECB2015 | 0.00012569 | TRUE | 2547.0479 |  | https://s3.console.aws.amazon.com/s3/buckets/834599497928?region=ca-central-1&prefix=sara.gilani/baseline-2021-03-24/6a87033d-ede6-4783-acf8-880bd0e50e61/output/86ba3577-ea4d-416a-8182-e1eec548a5cd/ | 1.0.002 | 0 | 0 |  | 0 | 0 | tier_1 | 0
666 | 0 |  | NECB_Default | NECB_Default | NECB_Default | NECB_Default | NECB_Default | NECB_Default | NECB_Default | NECB_Default | Hospital | NECB2015 | CAN_YT_Whitehorse.Intl.AP.719640_CWEC2016.epw | NaturalGas | NECB_Default | NECB_Default | NECB_Default | NECB_Default | NECB_Default | NECB_Default | NECB_Default | NECB_Default | NECB_Default | NECB_Default | NECB_Default | NECB_Default | NECB_Default | NECB_Default | NECB_Default | NECB_Default | NECB_Default | NECB_Default | NECB_Default | NECB_Default | NECB_Default | NECB_Default | NECB_Default | NECB_Default | NECB_Default | NECB_Default | NECB_Default | aws_batch | 834599497928 | [5 empty] | baseline-2021-03-24 | 6a87033d-ede6-4783-acf8-880bd0e50e61 | TRUE | TRUE | 6194f860-715a-4bc8-b8b7-e49a8732b3ab |  | 22436.08 | 9006.9497 | 22.8 | Hospital |  |  | 5 | Hospital | 5 |  | 6 | NECB2015 | 0.10131 | 88900.7399 | 37.7281 | 13.5901 | 61.9826 | 1.5549 | 263.5142 | 148.6585 | WHITEHORSE | YUKON | 7.5977 | 52.6317 | 0 | 60.2295 | 17.3998 | 9.5934 | 0 | 26.9931 | 0 | 0.007594 | 0 | 0 | 0.48848 | 0.11626 | 0.0027126 | 0.93685 | 0.11637 | 0.2427 | 1.0577 | 0.0028133 | 1.5462 | 0.12086 | 32.9938 | 143.2972 | Natural Gas | 22.8 | 0.757 |  | 0.284 |  |  |  | 0.162 | 0.21 | 2.2 | 2.2 | 5 | Whitehorse Intl AP | CAN | 5 | 6491 | 60.709 | -135.069 | 7b | 6580 | YT | CAN_YT_Whitehorse.Intl.AP.719640_CWEC2016.epw | 0 | 0 | 0 | 0 | 2711.59 | 1482.2792 | 25.2193 | 0.017014 | 9217.64 | 0.1 | 2021-03-24 15:49:48 +0000 | eef80c06 | 0.2.11 | :adv_dx_units: NECB_Default :analysis_id: 6a87033d-ede6-4783-acf8-880bd0e50e61 :analysis_name: baseline-2021-03-24 :boiler_eff: NECB_Default :btap_batch_version: 1.0.002 :building_type: Hospital :compute_environment: aws_batch :datapoint_id: 6194f860-715a-4bc8-b8b7-e49a8732b3ab :daylighting_type: NECB_Default :dcv_type: NECB_Default :door_construction_cond: NECB_Default :ecm_system_name: NECB_Default :enable_costing: true :epw_file: CAN_YT_Whitehorse.Intl.AP.719640_CWEC2016.epw :erv_package: NECB_Default :ext_floor_cond: NECB_Default :ext_roof_cond: NECB_Default :ext_wall_cond: NECB_Default :fdwr_set: NECB_Default :fixed_wind_solar_trans: NECB_Default :fixed_window_cond: NECB_Default :furnace_eff: NECB_Default :glass_door_cond: NECB_Default :glass_door_solar_trans: NECB_Default :ground_floor_cond: NECB_Default :ground_roof_cond: NECB_Default :ground_wall_cond: NECB_Default :lights_scale: NECB_Default :lights_type: NECB_Default :overhead_door_cond: NECB_Default :primary_heating_fuel: NaturalGas :pv_ground_azimuth_angle: NECB_Default :pv_ground_module_description: NECB_Default :pv_ground_tilt_angle: NECB_Default :pv_ground_total_area_pv_panels_m2: NECB_Default :pv_ground_type: NECB_Default :rotation_degrees: NECB_Default :run_annual_simulation: true :s3_bucket: '834599497928' :scale_x: NECB_Default :scale_y: NECB_Default :scale_z: NECB_Default :shw_eff: NECB_Default :skylight_cond: NECB_Default :skylight_solar_trans: NECB_Default :srr_set: NECB_Default :template: NECB2015 | 3.12e-05 | TRUE | 2549.893 |  | https://s3.console.aws.amazon.com/s3/buckets/834599497928?region=ca-central-1&prefix=sara.gilani/baseline-2021-03-24/6a87033d-ede6-4783-acf8-880bd0e50e61/output/6194f860-715a-4bc8-b8b7-e49a8732b3ab/ | 1.0.002 | 0 | 0 |  | 0 | 0 | tier_1 | 0
667 | 0 |  | NECB_Default | NECB_Default | NECB_Default | NECB_Default | NECB_Default | NECB_Default | NECB_Default | NECB_Default | Hospital | NECB2017 | CAN_YT_Whitehorse.Intl.AP.719640_CWEC2016.epw | NaturalGas | NECB_Default | NECB_Default | NECB_Default | NECB_Default | NECB_Default | NECB_Default | NECB_Default | NECB_Default | NECB_Default | NECB_Default | NECB_Default | NECB_Default | NECB_Default | NECB_Default | NECB_Default | NECB_Default | NECB_Default | NECB_Default | NECB_Default | NECB_Default | NECB_Default | NECB_Default | NECB_Default | NECB_Default | NECB_Default | NECB_Default | NECB_Default | aws_batch | 834599497928 | [5 empty] | baseline-2021-03-24 | 6a87033d-ede6-4783-acf8-880bd0e50e61 | TRUE | TRUE | 2c8d74ec-d40f-48e4-bb63-1669a1795489 |  | 22436.08 | 9006.9497 | 22.8 | Hospital |  |  | 2 | Hospital | 5 |  | 6 | NECB2017 | 0.10131 | 88900.7399 | 38.7167 | 13.0384 | 61.1913 | 1.5549 | 271.8509 | 157.3496 | WHITEHORSE | YUKON | 7.7558 | 27.9779 | 0 | 35.7336 | 17.7617 | 5.0996 | 0 | 22.8613 | 0 | 0.0081703 | 0 | 0 | 0.49864 | 0.11017 | 0.033744 | 0.44136 | 0.11637 | 0.2277 | 0.56225 | 0.0024608 | 1.0609 | 0.1209 | 31.7049 | 142.4138 | Natural Gas | 22.8 | 0.757 |  | 0.284 |  |  |  | 0.138 | 0.21 | 1.9 | 1.9 | 2 | Whitehorse Intl AP | CAN | 5 | 6491 | 60.709 | -135.069 | 7b | 6580 | YT | CAN_YT_Whitehorse.Intl.AP.719640_CWEC2016.epw | 0 | 0 | 0 | 0 | 2712.41 | 1456.1401 | 25.2193 | 0.017319 | 9217.64 | 0.1 | 2021-03-24 15:49:10 +0000 | eef80c06 | 0.2.11 | :adv_dx_units: NECB_Default :analysis_id: 6a87033d-ede6-4783-acf8-880bd0e50e61 :analysis_name: baseline-2021-03-24 :boiler_eff: NECB_Default :btap_batch_version: 1.0.002 :building_type: Hospital :compute_environment: aws_batch :datapoint_id: 2c8d74ec-d40f-48e4-bb63-1669a1795489 :daylighting_type: NECB_Default :dcv_type: NECB_Default :door_construction_cond: NECB_Default :ecm_system_name: NECB_Default :enable_costing: true :epw_file: CAN_YT_Whitehorse.Intl.AP.719640_CWEC2016.epw :erv_package: NECB_Default :ext_floor_cond: NECB_Default :ext_roof_cond: NECB_Default :ext_wall_cond: NECB_Default :fdwr_set: NECB_Default :fixed_wind_solar_trans: NECB_Default :fixed_window_cond: NECB_Default :furnace_eff: NECB_Default :glass_door_cond: NECB_Default :glass_door_solar_trans: NECB_Default :ground_floor_cond: NECB_Default :ground_roof_cond: NECB_Default :ground_wall_cond: NECB_Default :lights_scale: NECB_Default :lights_type: NECB_Default :overhead_door_cond: NECB_Default :primary_heating_fuel: NaturalGas :pv_ground_azimuth_angle: NECB_Default :pv_ground_module_description: NECB_Default :pv_ground_tilt_angle: NECB_Default :pv_ground_total_area_pv_panels_m2: NECB_Default :pv_ground_type: NECB_Default :rotation_degrees: NECB_Default :run_annual_simulation: true :s3_bucket: '834599497928' :scale_x: NECB_Default :scale_y: NECB_Default :scale_z: NECB_Default :shw_eff: NECB_Default :skylight_cond: NECB_Default :skylight_solar_trans: NECB_Default :srr_set: NECB_Default :template: NECB2017 | 2.8525e-05 | TRUE | 2484.362 |  | https://s3.console.aws.amazon.com/s3/buckets/834599497928?region=ca-central-1&prefix=sara.gilani/baseline-2021-03-24/6a87033d-ede6-4783-acf8-880bd0e50e61/output/2c8d74ec-d40f-48e4-bb63-1669a1795489/ | 1.0.002 | 0 | 0 |  | 0 | 0 | tier_1 | 0
668 | 0 |  | NECB_Default | NECB_Default | NECB_Default | NECB_Default | NECB_Default | NECB_Default | NECB_Default | NECB_Default | Hospital | NECB2017 | CAN_AB_Edmonton.Intl.AP.711230_CWEC2016.epw | NaturalGas | NECB_Default | NECB_Default | NECB_Default | NECB_Default | NECB_Default | NECB_Default | NECB_Default | NECB_Default | NECB_Default | NECB_Default | NECB_Default | NECB_Default | NECB_Default | NECB_Default | NECB_Default | NECB_Default | NECB_Default | NECB_Default | NECB_Default | NECB_Default | NECB_Default | NECB_Default | NECB_Default | NECB_Default | NECB_Default | NECB_Default | NECB_Default | aws_batch | 834599497928 | [5 empty] | baseline-2021-03-24 | 6a87033d-ede6-4783-acf8-880bd0e50e61 | TRUE | TRUE | cba50376-981c-4dea-9835-246ef84e5869 |  | 22436.08 | 9006.9497 | 32.5 | Hospital |  |  | 2 | Hospital | 5 |  | 6 | NECB2017 | 0.10131 | 88900.7399 | 47.019 | 16.9744 | 69.0603 | 1.6258 | 305.2724 | 170.5929 | EDMONTON | ALBERTA | 113.8336 | 21.9871 | 0 | 135.8207 | 10.789 | 1.5686 | 0 | 12.3576 | 0 | 0.02001 | 0 | 0 | 0.5187 | 0.12054 | 0.030877 | 0.31997 | 0.11637 | 0.2277 | 0.43572 | 0.0031209 | 0.95442 | 0.11575 | 34.7189 | 126.3893 | Natural Gas | 32.5 | 0.757 |  | 0.284 |  |  |  | 0.138 | 0.21 | 1.9 | 1.9 | 2 | Edmonton Intl AP | CAN | 23 | 5588 | 53.31 | -113.579 | 7a | 5120 | AB | CAN_AB_Edmonton.Intl.AP.711230_CWEC2016.epw | 0 | 0 | 0 | 0 | 2597.01 | 1640.0936 | 25.2193 | 0.015377 | 9217.64 | 0.1 | 2021-03-24 15:50:04 +0000 | eef80c06 | 0.2.11 | :adv_dx_units: NECB_Default :analysis_id: 6a87033d-ede6-4783-acf8-880bd0e50e61 :analysis_name: baseline-2021-03-24 :boiler_eff: NECB_Default :btap_batch_version: 1.0.002 :building_type: Hospital :compute_environment: aws_batch :datapoint_id: cba50376-981c-4dea-9835-246ef84e5869 :daylighting_type: NECB_Default :dcv_type: NECB_Default :door_construction_cond: NECB_Default :ecm_system_name: NECB_Default :enable_costing: true :epw_file: CAN_AB_Edmonton.Intl.AP.711230_CWEC2016.epw :erv_package: NECB_Default :ext_floor_cond: NECB_Default :ext_roof_cond: NECB_Default :ext_wall_cond: NECB_Default :fdwr_set: NECB_Default :fixed_wind_solar_trans: NECB_Default :fixed_window_cond: NECB_Default :furnace_eff: NECB_Default :glass_door_cond: NECB_Default :glass_door_solar_trans: NECB_Default :ground_floor_cond: NECB_Default :ground_roof_cond: NECB_Default :ground_wall_cond: NECB_Default :lights_scale: NECB_Default :lights_type: NECB_Default :overhead_door_cond: NECB_Default :primary_heating_fuel: NaturalGas :pv_ground_azimuth_angle: NECB_Default :pv_ground_module_description: NECB_Default :pv_ground_tilt_angle: NECB_Default :pv_ground_total_area_pv_panels_m2: NECB_Default :pv_ground_type: NECB_Default :rotation_degrees: NECB_Default :run_annual_simulation: true :s3_bucket: '834599497928' :scale_x: NECB_Default :scale_y: NECB_Default :scale_z: NECB_Default :shw_eff: NECB_Default :skylight_cond: NECB_Default :skylight_solar_trans: NECB_Default :srr_set: NECB_Default :template: NECB2017 | 8.6914e-05 | TRUE | 2547.3557 |  | https://s3.console.aws.amazon.com/s3/buckets/834599497928?region=ca-central-1&prefix=sara.gilani/baseline-2021-03-24/6a87033d-ede6-4783-acf8-880bd0e50e61/output/cba50376-981c-4dea-9835-246ef84e5869/ | 1.0.002 | 0 | 0 |  | 0 | 0 | tier_1 | 0
669 | 0 |  | NECB_Default | NECB_Default | NECB_Default | NECB_Default | NECB_Default | NECB_Default | NECB_Default | NECB_Default | Hospital | NECB2017 | CAN_BC_Vancouver.Intl.AP.718920_CWEC2016.epw | NaturalGas | NECB_Default | NECB_Default | NECB_Default | NECB_Default | NECB_Default | NECB_Default | NECB_Default | NECB_Default | NECB_Default | NECB_Default | NECB_Default | NECB_Default | NECB_Default | NECB_Default | NECB_Default | NECB_Default | NECB_Default | NECB_Default | NECB_Default | NECB_Default | NECB_Default | NECB_Default | NECB_Default | NECB_Default | NECB_Default | NECB_Default | NECB_Default | aws_batch | 834599497928 | [5 empty] | baseline-2021-03-24 | 6a87033d-ede6-4783-acf8-880bd0e50e61 | TRUE | TRUE | 7c7639ef-80bc-4267-b81f-fd8515cc4393 |  | 22436.08 | 9006.9497 | 40 | Hospital |  |  | 2 | Hospital | 5 |  | 6 | NECB2017 | 0.10131 | 88900.7399 | 44.2548 | 13.8063 | 61.9288 | 1.5974 | 286.3586 | 164.7714 | VANCOUVER | BRITISH COLUMBIA | 1.4551 | 11.7742 | 0 | 13.2292 | 14.5305 | 2.6414 | 0 | 17.172 | 0 | 0.02271 | 0 | 0 | 0.51345 | 0.11996 | 0.023959 | 0.13406 | 0.11637 | 0.2277 | 0.23355 | 0.002631 | 0.74699 | 0.09949 | 34.0106 | 45.9978 | Natural Gas | 40 | 0.757 |  | 0.568 |  |  |  | 0.193 | 0.315 | 2.1 | 2.1 | 2 | Vancouver Intl AP | CAN | 42 | 2797 | 49.195 | -123.184 | 4 | 2800 | BC | CAN_BC_Vancouver.Intl.AP.718920_CWEC2016.epw | 0 | 0 | 0 | 0 | 2232.17 | 1387.4028 | 25.2193 | 0.018177 | 9217.64 | 0.1 | 2021-03-24 15:49:48 +0000 | eef80c06 | 0.2.11 | :adv_dx_units: NECB_Default :analysis_id: 6a87033d-ede6-4783-acf8-880bd0e50e61 :analysis_name: baseline-2021-03-24 :boiler_eff: NECB_Default :btap_batch_version: 1.0.002 :building_type: Hospital :compute_environment: aws_batch :datapoint_id: 7c7639ef-80bc-4267-b81f-fd8515cc4393 :daylighting_type: NECB_Default :dcv_type: NECB_Default :door_construction_cond: NECB_Default :ecm_system_name: NECB_Default :enable_costing: true :epw_file: CAN_BC_Vancouver.Intl.AP.718920_CWEC2016.epw :erv_package: NECB_Default :ext_floor_cond: NECB_Default :ext_roof_cond: NECB_Default :ext_wall_cond: NECB_Default :fdwr_set: NECB_Default :fixed_wind_solar_trans: NECB_Default :fixed_window_cond: NECB_Default :furnace_eff: NECB_Default :glass_door_cond: NECB_Default :glass_door_solar_trans: NECB_Default :ground_floor_cond: NECB_Default :ground_roof_cond: NECB_Default :ground_wall_cond: NECB_Default :lights_scale: NECB_Default :lights_type: NECB_Default :overhead_door_cond: NECB_Default :primary_heating_fuel: NaturalGas :pv_ground_azimuth_angle: NECB_Default :pv_ground_module_description: NECB_Default :pv_ground_tilt_angle: NECB_Default :pv_ground_total_area_pv_panels_m2: NECB_Default :pv_ground_type: NECB_Default :rotation_degrees: NECB_Default :run_annual_simulation: true :s3_bucket: '834599497928' :scale_x: NECB_Default :scale_y: NECB_Default :scale_z: NECB_Default :shw_eff: NECB_Default :skylight_cond: NECB_Default :skylight_solar_trans: NECB_Default :srr_set: NECB_Default :template: NECB2017 | 0.00011678 | TRUE | 2547.6285 |  | https://s3.console.aws.amazon.com/s3/buckets/834599497928?region=ca-central-1&prefix=sara.gilani/baseline-2021-03-24/6a87033d-ede6-4783-acf8-880bd0e50e61/output/7c7639ef-80bc-4267-b81f-fd8515cc4393/ | 1.0.002 | 0 | 0 |  | 0 | 0 | tier_1 | 0
670 | 0 |  | NECB_Default | NECB_Default | NECB_Default | NECB_Default | NECB_Default | NECB_Default | NECB_Default | NECB_Default | Hospital | NECB2015 | CAN_AB_Edmonton.Intl.AP.711230_CWEC2016.epw | NaturalGas | NECB_Default | NECB_Default | NECB_Default | NECB_Default | NECB_Default | NECB_Default | NECB_Default | NECB_Default | NECB_Default | NECB_Default | NECB_Default | NECB_Default | NECB_Default | NECB_Default | NECB_Default | NECB_Default | NECB_Default | NECB_Default | NECB_Default | NECB_Default | NECB_Default | NECB_Default | NECB_Default | NECB_Default | NECB_Default | NECB_Default | NECB_Default | aws_batch | 834599497928 | [5 empty] | baseline-2021-03-24 | 6a87033d-ede6-4783-acf8-880bd0e50e61 | TRUE | TRUE | 97cca88d-8fcf-47c1-8e36-d5ba36245957 |  | 22436.08 | 9006.9497 | 32.5 | Hospital |  |  | 5 | Hospital | 5 |  | 6 | NECB2015 | 0.10131 | 88900.7399 | 45.8334 | 18.952 | 69.9632 | 1.6258 | 295.74 | 159.3655 | EDMONTON | ALBERTA | 112.2575 | 45.6625 | 0 | 157.92 | 10.6397 | 3.2576 | 0 | 13.8973 | 0 | 0.019672 | 0 | 0 | 0.51152 | 0.12834 | 0.0027126 | 0.78917 | 0.11637 | 0.2427 | 0.90489 | 0.0016358 | 1.4164 | 0.11573 | 36.413 | 128.8618 | Natural Gas | 32.5 | 0.757 |  | 0.284 |  |  |  | 0.162 | 0.21 | 2.2 | 2.2 | 5 | Edmonton Intl AP | CAN | 23 | 5588 | 53.31 | -113.579 | 7a | 5120 | AB | CAN_AB_Edmonton.Intl.AP.711230_CWEC2016.epw | 0 | 0 | 0 | 0 | 2596.45 | 1701.85 | 25.2193 | 0.014819 | 9217.64 | 0.1 | 2021-03-24 15:50:29 +0000 | eef80c06 | 0.2.11 | :adv_dx_units: NECB_Default :analysis_id: 6a87033d-ede6-4783-acf8-880bd0e50e61 :analysis_name: baseline-2021-03-24 :boiler_eff: NECB_Default :btap_batch_version: 1.0.002 :building_type: Hospital :compute_environment: aws_batch :datapoint_id: 97cca88d-8fcf-47c1-8e36-d5ba36245957 :daylighting_type: NECB_Default :dcv_type: NECB_Default :door_construction_cond: NECB_Default :ecm_system_name: NECB_Default :enable_costing: true :epw_file: CAN_AB_Edmonton.Intl.AP.711230_CWEC2016.epw :erv_package: NECB_Default :ext_floor_cond: NECB_Default :ext_roof_cond: NECB_Default :ext_wall_cond: NECB_Default :fdwr_set: NECB_Default :fixed_wind_solar_trans: NECB_Default :fixed_window_cond: NECB_Default :furnace_eff: NECB_Default :glass_door_cond: NECB_Default :glass_door_solar_trans: NECB_Default :ground_floor_cond: NECB_Default :ground_roof_cond: NECB_Default :ground_wall_cond: NECB_Default :lights_scale: NECB_Default :lights_type: NECB_Default :overhead_door_cond: NECB_Default :primary_heating_fuel: NaturalGas :pv_ground_azimuth_angle: NECB_Default :pv_ground_module_description: NECB_Default :pv_ground_tilt_angle: NECB_Default :pv_ground_total_area_pv_panels_m2: NECB_Default :pv_ground_type: NECB_Default :rotation_degrees: NECB_Default :run_annual_simulation: true :s3_bucket: '834599497928' :scale_x: NECB_Default :scale_y: NECB_Default :scale_z: NECB_Default :shw_eff: NECB_Default :skylight_cond: NECB_Default :skylight_solar_trans: NECB_Default :srr_set: NECB_Default :template: NECB2015 | 9.4491e-05 | TRUE | 2606.4349 |  | https://s3.console.aws.amazon.com/s3/buckets/834599497928?region=ca-central-1&prefix=sara.gilani/baseline-2021-03-24/6a87033d-ede6-4783-acf8-880bd0e50e61/output/97cca88d-8fcf-47c1-8e36-d5ba36245957/ | 1.0.002 | 0 | 0 |  | 0 | 0 | tier_1 | 0
671 | 0 |  | NECB_Default | NECB_Default | NECB_Default | NECB_Default | NECB_Default | NECB_Default | NECB_Default | NECB_Default | Hospital | NECB2017 | CAN_AB_Calgary.Intl.AP.718770_CWEC2016.epw | NaturalGas | NECB_Default | NECB_Default | NECB_Default | NECB_Default | NECB_Default | NECB_Default | NECB_Default | NECB_Default | NECB_Default | NECB_Default | NECB_Default | NECB_Default | NECB_Default | NECB_Default | NECB_Default | NECB_Default | NECB_Default | NECB_Default | NECB_Default | NECB_Default | NECB_Default | NECB_Default | NECB_Default | NECB_Default | NECB_Default | NECB_Default | NECB_Default | aws_batch | 834599497928 | [5 empty] | baseline-2021-03-24 | 6a87033d-ede6-4783-acf8-880bd0e50e61 | TRUE | TRUE | 1ab93bee-7b6c-45fb-b3ad-1231c4fcac2d |  | 22436.08 | 9006.9497 | 33.3 | Hospital |  |  | 2 | Hospital | 5 |  | 6 | NECB2017 | 0.10131 | 88900.7399 | 47.1059 | 16.7551 | 68.202 | 1.6265 | 307.3414 | 173.6519 | CALGARY | ALBERTA | 115.5166 | 16.3666 | 0 | 131.8832 | 10.9486 | 1.1676 | 0 | 12.1162 | 0 | 0.022936 | 0 | 0 | 0.52637 | 0.12554 | 0.0307 | 0.21344 | 0.11637 | 0.2277 | 0.32434 | 0.0030357 | 0.85071 | 0.1109 | 35.6869 | 85.7167 | Natural Gas | 33.3 | 0.757 |  | 0.284 |  |  |  | 0.138 | 0.21 | 1.9 | 1.9 | 2 | Calgary Intl AP | CAN | 64 | 4781 | 51.114 | -114.02 | 7a | 5000 | AB | CAN_AB_Calgary.Intl.AP.718770_CWEC2016.epw | 0 | 0 | 0 | 0 | 2488.09 | 1631.7294 | 25.2193 | 0.015456 | 9217.64 | 0.1 | 2021-03-24 15:50:40 +0000 | eef80c06 | 0.2.11 | :adv_dx_units: NECB_Default :analysis_id: 6a87033d-ede6-4783-acf8-880bd0e50e61 :analysis_name: baseline-2021-03-24 :boiler_eff: NECB_Default :btap_batch_version: 1.0.002 :building_type: Hospital :compute_environment: aws_batch :datapoint_id: 1ab93bee-7b6c-45fb-b3ad-1231c4fcac2d :daylighting_type: NECB_Default :dcv_type: NECB_Default :door_construction_cond: NECB_Default :ecm_system_name: NECB_Default :enable_costing: true :epw_file: CAN_AB_Calgary.Intl.AP.718770_CWEC2016.epw :erv_package: NECB_Default :ext_floor_cond: NECB_Default :ext_roof_cond: NECB_Default :ext_wall_cond: NECB_Default :fdwr_set: NECB_Default :fixed_wind_solar_trans: NECB_Default :fixed_window_cond: NECB_Default :furnace_eff: NECB_Default :glass_door_cond: NECB_Default :glass_door_solar_trans: NECB_Default :ground_floor_cond: NECB_Default :ground_roof_cond: NECB_Default :ground_wall_cond: NECB_Default :lights_scale: NECB_Default :lights_type: NECB_Default :overhead_door_cond: NECB_Default :primary_heating_fuel: NaturalGas :pv_ground_azimuth_angle: NECB_Default :pv_ground_module_description: NECB_Default :pv_ground_tilt_angle: NECB_Default :pv_ground_total_area_pv_panels_m2: NECB_Default :pv_ground_type: NECB_Default :rotation_degrees: NECB_Default :run_annual_simulation: true :s3_bucket: '834599497928' :scale_x: NECB_Default :scale_y: NECB_Default :scale_z: NECB_Default :shw_eff: NECB_Default :skylight_cond: NECB_Default :skylight_solar_trans: NECB_Default :srr_set: NECB_Default :template: NECB2017 | 9.4936e-05 | TRUE | 2606.8563 |  | https://s3.console.aws.amazon.com/s3/buckets/834599497928?region=ca-central-1&prefix=sara.gilani/baseline-2021-03-24/6a87033d-ede6-4783-acf8-880bd0e50e61/output/1ab93bee-7b6c-45fb-b3ad-1231c4fcac2d/ | 1.0.002 | 0 | 0 |  | 0 | 0 | tier_1 | 0