## Sheet1
Unnamed: 0 | :building_type | :template | :epw_file | :primary_heating_fuel | :dcv_type | :lights_type | :lights_scale | :daylighting_type | :ecm_system_name | :erv_package | :boiler_eff | :furnace_eff | :shw_eff | :ext_wall_cond | :ext_floor_cond | :ext_roof_cond | :ground_wall_cond | :ground_floor_cond | :ground_roof_cond | :door_construction_cond | :fixed_window_cond | :glass_door_cond | :overhead_door_cond | :skylight_cond | :glass_door_solar_trans | :fixed_wind_solar_trans | :skylight_solar_trans | :fdwr_set | :srr_set | :rotation_degrees | :scale_x | :scale_y | :scale_z | :pv_ground_type | :pv_ground_total_area_pv_panels_m2 | :pv_ground_tilt_angle | :pv_ground_azimuth_angle | :pv_ground_module_description | :adv_dx_units | :nv_type | :nv_opening_fraction | :nv_temp_out_min | :nv_delta_temp_in_out | :occupancy_loads_scale | :electrical_loads_scale | :oa_scale | :infiltration_scale | :chiller_type | :airloop_economizer_type | :shw_scale | :baseline_system_zones_map_option | :npv_start_year | :npv_end_year | :npv_discount_rate | :algorithm_type | :datapoint_id | :analysis_id | :analysis_name | :compute_environment | :run_annual_simulation | :job_id | run_options | datapoint_output_url | docker_command | status | simulation_time | airloops_total_outdoor_air_mechanical_ventilation_ach_1_per_hr | airloops_total_outdoor_air_mechanical_ventilation_flow_per_conditioned_floor_area_m3_per_s_m2 | airloops_total_outdoor_air_mechanical_ventilation_flow_per_exterior_area_m3_per_s_m2 | airloops_total_outdoor_air_mechanical_ventilation_m3 | airloops_total_outdoor_air_natural_ventilation_ach_1_per_hr | airloops_total_outdoor_air_natural_ventilation_flow_per_conditioned_floor_area_m3_per_s_m2 | airloops_total_outdoor_air_natural_ventilation_flow_per_exterior_area_m3_per_s_m2 | airloops_total_outdoor_air_natural_ventilation_m3 | bc_step_code_meui_kwh_per_m_sq | bc_step_code_tedi_kwh_per_m_sq | bldg_conditioned_floor_area_m_sq | bldg_exterior_area_m_sq | bldg_fdwr | bldg_name | bldg_nominal_floor_to_ceiling_height | bldg_nominal_floor_to_floor_height | bldg_srr | bldg_standards_building_type | bldg_standards_number_of_above_ground_stories | bldg_standards_number_of_living_units | bldg_standards_number_of_stories | bldg_standards_template | bldg_surface_to_volume_ratio | bldg_volume_m_cu | cooling_peak_w_per_m_sq | cost_equipment_envelope_total_cost_per_m_sq | cost_equipment_heating_and_cooling_total_cost_per_m_sq | cost_equipment_lighting_total_cost_per_m_sq | cost_equipment_renewables_total_cost_per_m_sq | cost_equipment_shw_total_cost_per_m_sq | cost_equipment_thermal_bridging_total_cost_per_m_sq | cost_equipment_total_cost_per_m_sq | cost_equipment_ventilation_total_cost_per_m_sq | cost_rs_means_city | cost_rs_means_prov | cost_utility_ghg_electricity_kg_per_m_sq | cost_utility_ghg_natural gas_kg_per_m_sq | cost_utility_ghg_oil_kg_per_m_sq | cost_utility_ghg_total_kg_per_m_sq | cost_utility_neb_electricity_cost_per_m_sq | cost_utility_neb_natural gas_cost_per_m_sq | cost_utility_neb_oil_cost_per_m_sq | cost_utility_neb_total_cost_per_m_sq | energy_eui_additional_fuel_gj_per_m_sq | energy_eui_cooling_gj_per_m_sq | energy_eui_district_cooling_gj_per_m_sq | energy_eui_district_heating_gj_per_m_sq | energy_eui_electricity_gj_per_m_sq | energy_eui_fans_gj_per_m_sq | energy_eui_heat recovery_gj_per_m_sq | energy_eui_heating_gj_per_m_sq | energy_eui_interior equipment_gj_per_m_sq | energy_eui_interior lighting_gj_per_m_sq | energy_eui_natural_gas_gj_per_m_sq | energy_eui_pumps_gj_per_m_sq | energy_eui_total_gj_per_m_sq | energy_eui_water systems_gj_per_m_sq | energy_peak_electric_w_per_m_sq | energy_peak_natural_gas_w_per_m_sq | energy_principal_heating_source | env_fdwr | env_ground_floors_average_conductance-w_per_m_sq_k | env_ground_roofs_average_conductance-w_per_m_sq_k | env_ground_walls_average_conductance-w_per_m_sq_k | env_outdoor_doors_average_conductance-w_per_m_sq_k | env_outdoor_floors_average_conductance-w_per_m_sq_k | env_outdoor_overhead_doors_average_conductance-w_per_m_sq_k | env_outdoor_roofs_average_conductance-w_per_m_sq_k | env_outdoor_walls_average_conductance-w_per_m_sq_k | env_outdoor_windows_average_conductance-w_per_m_sq_k | env_skylights_average_conductance-w_per_m_sq_k | env_srr | heating_peak_w_per_m_sq | location_city | location_country | location_epw_cdd | location_epw_hdd | location_latitude | location_longitude | location_necb_climate_zone | location_necb_hdd | location_state_province_region | location_weather_file | net_site_eui_gj_per_m_sq | npv_total_per_m_sq | peak_cooling_load_w_per_m_sq_necb | peak_heating_load_w_per_m_sq_necb | phius_annual_cooling_demand_kwh_per_m_sq | phius_annual_heating_demand_kwh_per_m_sq | phius_necb_meet_cooling_demand | phius_necb_meet_cooling_peak_load | phius_necb_meet_heating_demand | phius_necb_meet_heating_peak_load | phius_peak_cooling_load_w_per_m_sq | phius_peak_heating_load_w_per_m_sq | shw_additional_fuel_per_year | shw_electricity_per_day | shw_electricity_per_day_per_occupant | shw_electricity_per_year | shw_natural_gas_per_year | shw_total_nominal_occupancy | shw_water_m_cu_per_day | shw_water_m_cu_per_day_per_occupant | shw_water_m_cu_per_year | simulation_btap_data_version | simulation_date | simulation_os_standards_revision | simulation_os_standards_version | total_site_eui_gj_per_m_sq | unmet_hours_cooling | unmet_hours_cooling_during_occupied | unmet_hours_heating | unmet_hours_heating_during_occupied | zones_total_outdoor_air_infiltration_ach_1_per_hr | zones_total_outdoor_air_infiltration_flow_per_conditioned_floor_area_m3_per_s_m2 | zones_total_outdoor_air_infiltration_flow_per_exterior_area_m3_per_s_m2 | zones_total_outdoor_air_infiltration_m3 | zones_total_outdoor_air_mechanical_ventilation_ach_1_per_hr | zones_total_outdoor_air_mechanical_ventilation_flow_per_conditioned_floor_area_m3_per_s_m2 | zones_total_outdoor_air_mechanical_ventilation_flow_per_exterior_area_m3_per_s_m2 | zones_total_outdoor_air_mechanical_ventilation_m3 | zones_total_outdoor_air_natural_ventilation_ach_1_per_hr | zones_total_outdoor_air_natural_ventilation_flow_per_conditioned_floor_area_m3_per_s_m2 | zones_total_outdoor_air_natural_ventilation_flow_per_exterior_area_m3_per_s_m2 | zones_total_outdoor_air_natural_ventilation_m3 | eplus_warnings | eplus_severes | eplus_fatals | energy_eui_heat rejection_gj_per_m_sq | container_output | :scenario | baseline_savings_energy_cost_per_m_sq | baseline_difference_energy_eui_electricity_gj_per_m_sq | baseline_difference_energy_eui_natural_gas_gj_per_m_sq | baseline_difference_energy_eui_additional_fuel_gj_per_m_sq | baseline_difference_cost_equipment_envelope_total_cost_per_m_sq | baseline_difference_cost_equipment_heating_and_cooling_total_cost_per_m_sq | baseline_difference_cost_equipment_lighting_total_cost_per_m_sq | baseline_difference_cost_equipment_renewables_total_cost_per_m_sq | baseline_difference_cost_equipment_shw_total_cost_per_m_sq | baseline_difference_cost_equipment_thermal_bridging_total_cost_per_m_sq | baseline_difference_cost_equipment_ventilation_total_cost_per_m_sq | baseline_difference_cost_equipment_total_cost_per_m_sq | baseline_peak_electric_percent_better | baseline_energy_percent_better | baseline_necb_tier | baseline_ghg_percent_better | baseline_difference_npv_total_per_m_sq | baseline_unmet_hours_cooling | baseline_unmet_hours_cooling_during_occupied | baseline_airloops_total_outdoor_air_mechanical_ventilation_ach_1_per_hr | baseline_airloops_total_outdoor_air_mechanical_ventilation_flow_per_conditioned_floor_area_m3_per_s_m2 | baseline_airloops_total_outdoor_air_mechanical_ventilation_flow_per_exterior_area_m3_per_s_m2 | baseline_airloops_total_outdoor_air_mechanical_ventilation_m3 | baseline_airloops_total_outdoor_air_natural_ventilation_ach_1_per_hr | baseline_airloops_total_outdoor_air_natural_ventilation_flow_per_conditioned_floor_area_m3_per_s_m2 | baseline_airloops_total_outdoor_air_natural_ventilation_flow_per_exterior_area_m3_per_s_m2 | baseline_airloops_total_outdoor_air_natural_ventilation_m3 | baseline_zones_total_outdoor_air_infiltration_ach_1_per_hr | baseline_zones_total_outdoor_air_infiltration_flow_per_conditioned_floor_area_m3_per_s_m2 | baseline_zones_total_outdoor_air_infiltration_flow_per_exterior_area_m3_per_s_m2 | baseline_zones_total_outdoor_air_infiltration_m3 | baseline_zones_total_outdoor_air_mechanical_ventilation_ach_1_per_hr | baseline_zones_total_outdoor_air_mechanical_ventilation_flow_per_conditioned_floor_area_m3_per_s_m2 | baseline_zones_total_outdoor_air_mechanical_ventilation_flow_per_exterior_area_m3_per_s_m2 | baseline_zones_total_outdoor_air_mechanical_ventilation_m3 | baseline_zones_total_outdoor_air_natural_ventilation_ach_1_per_hr | baseline_zones_total_outdoor_air_natural_ventilation_flow_per_conditioned_floor_area_m3_per_s_m2 | baseline_zones_total_outdoor_air_natural_ventilation_flow_per_exterior_area_m3_per_s_m2 | baseline_zones_total_outdoor_air_natural_ventilation_m3
0 | FullServiceRestaurant | NECB2020 | CAN_QC_Montreal-Trudeau.Intl.AP.716270_CWEC2016.epw | NaturalGas | [50 empty] | reference | 0918e73b-69b6-481f-ad9c-1545e88dc91a | 747e100c-a0dc-475f-af0f-f19dec197fce | sensitivity_example | local_docker | TRUE | 0918e73b-69b6-481f-ad9c-1545e88dc91a | :adv_dx_units: null :airloop_economizer_type: null :algorithm_type: reference :analysis_id: 747e100c-a0dc-475f-af0f-f19dec197fce :analysis_name: sensitivity_example :baseline_system_zones_map_option: null :boiler_eff: null :building_type: FullServiceRestaurant :chiller_type: null :compute_environment: local_docker :datapoint_id: 0918e73b-69b6-481f-ad9c-1545e88dc91a :daylighting_type: null :dcv_type: null :door_construction_cond: null :ecm_system_name: null :electrical_loads_scale: null :epw_file: CAN_QC_Montreal-Trudeau.Intl.AP.716270_CWEC2016.epw :erv_package: null :ext_floor_cond: null :ext_roof_cond: null :ext_wall_cond: null :fdwr_set: null :fixed_wind_solar_trans: null :fixed_window_cond: null :furnace_eff: null :glass_door_cond: null :glass_door_solar_trans: null :ground_floor_cond: null :ground_roof_cond: null :ground_wall_cond: null :infiltration_scale: null :job_id: 0918e73b-69b6-481f-ad9c-1545e88dc91a :lights_scale: null :lights_type: null :npv_discount_rate: null :npv_end_year: null :npv_start_year: null :nv_delta_temp_in_out: null :nv_opening_fraction: null :nv_temp_out_min: null :nv_type: null :oa_scale: null :occupancy_loads_scale: null :output_meters: [] :output_variables: - frequency: hourly key: '*' operation: '*' unit: '*' variable: Zone Air Temperature - frequency: hourly key: '*' operation: sum unit: GJ variable: Lights Total Heating Energy :overhead_door_cond: null :primary_heating_fuel: NaturalGas :pv_ground_azimuth_angle: null :pv_ground_module_description: null :pv_ground_tilt_angle: null :pv_ground_total_area_pv_panels_m2: null :pv_ground_type: null :rotation_degrees: null :run_annual_simulation: true :scale_x: null :scale_y: null :scale_z: null :shw_eff: null :shw_scale: null :skylight_cond: null :skylight_solar_trans: null :srr_set: null :template: NECB2020 | file:///C:\Users\plopez\btap_batch\output\sensitivity_example\reference\runs\0918e73b-69b6-481f-ad9c-1545e88dc91a | docker run --rm -v C:\Users\plopez\btap_batch\output\sensitivity_example\reference\runs:/btap_costing/utilities/btap_cli/output -v C:\Users\plopez\btap_batch\output\sensitivity_example\reference\runs\0918e73b-69b6-481f-ad9c-1545e88dc91a:/btap_costing/utilities/btap_cli/input phylroy_lopez_btap_cli bundle exec ruby btap_cli.rb | SUCCEEDED | 81.7335 | 2.0718 | 0.0027186 | 0.0016441 | 43822978 | 0 | 0 | 0 | 0 | 280.2993 | 126.9414 | 511.15 | 845.2233 | 37.3 | FullServiceRestaurant |  |  | 0 | FullServiceRestaurant | 1 |  | 1 | NECB2020 | 0.35004 | 2414.6632 | 24.7499 | 243.8499 | 51.9362 | 84.3566 | 0 | 16.2621 | 0 | 616.7259 | 220.3211 | MONTREAL | QUEBEC | 0.1939 | 41.5198 | 0 | 41.7137 | 11.8133 | 11.3633 | 0 | 23.1766 | 0 | 0.051707 | 0 | 0 | 0.43525 | 0.1147 | 0.045525 | 0.63901 | 0.067182 | 0.15395 | 0.84048 | 0.0021911 | 1.2757 | 0.20147 | 42.7574 | 264.4869 | Natural Gas | 37.3 | 0.757 | [5 empty] | 0.138 | 0.24 | 1.73 |  | 0 | 0 | Montreal-Trudeau Intl AP | CAN | 323 | 4090 | 45.471 | -73.741 | 6 | 4400 | QC | CAN_QC_Montreal-Trudeau.Intl.AP.716270_CWEC2016.epw | 1.2757 | 1023.5227 | 24.7499 | 0 | 7.6253 | 17.711 | FALSE | FALSE | FALSE | TRUE | 12.385 | 16.0738 | -1 | 0 | 0 | 0 | 102.98 | 44.149 | 1.0279 | 0.023283 | 375.71 | 0.1 | 2023-08-22 13:56:43 -0400 | 8b8e2b3c9 | 0.4.0 | 1.2757 | 31.67 | 24 | 0 | 0 | 0.047943 | 6.2911e-05 | 3.8046e-05 | 1014108.6875 | 1.4407 | 0.0018905 | 0.0011433 | 30474389.5 | 0 | 0 | 0 | 0 | 121 | 0 | 0 | 0
0 | FullServiceRestaurant | NECB2020 | CAN_QC_Montreal-Trudeau.Intl.AP.716270_CWEC2016.epw | NaturalGas | NECB_Default | NECB_Default | 1 | NECB_Default | NECB_Default | NECB_Default | NECB_Default | NECB_Default | NECB_Default | NECB_Default | NECB_Default | NECB_Default | NECB_Default | NECB_Default | NECB_Default | NECB_Default | NECB_Default | NECB_Default | NECB_Default | NECB_Default | NECB_Default | NECB_Default | NECB_Default | NECB_Default | NECB_Default | NECB_Default | NECB_Default | NECB_Default | NECB_Default | NECB_Default | NECB_Default | NECB_Default | NECB_Default | NECB_Default | NECB_Default | NECB_Default | NECB_Default | NECB_Default | NECB_Default | NECB_Default | NECB_Default | NECB_Default | NECB_Default | NECB_Default | NECB_Default | NECB_Default | NECB_Default | NECB_Default | NECB_Default | NECB_Default | sensitivity | 02af5875-129a-4493-86ae-3f417b27e422 | 5afcf5d1-c030-4cdc-872e-fe91b20ee7a9 | sensitivity_example | local_docker | TRUE | 02af5875-129a-4493-86ae-3f417b27e422 | :adv_dx_units: NECB_Default :airloop_economizer_type: NECB_Default :algorithm_type: sensitivity :analysis_id: 5afcf5d1-c030-4cdc-872e-fe91b20ee7a9 :analysis_name: sensitivity_example :baseline_system_zones_map_option: NECB_Default :boiler_eff: NECB_Default :building_type: FullServiceRestaurant :chiller_type: NECB_Default :compute_environment: local_docker :datapoint_id: 02af5875-129a-4493-86ae-3f417b27e422 :daylighting_type: NECB_Default :dcv_type: NECB_Default :door_construction_cond: NECB_Default :ecm_system_name: NECB_Default :electrical_loads_scale: NECB_Default :epw_file: CAN_QC_Montreal-Trudeau.Intl.AP.716270_CWEC2016.epw :erv_package: NECB_Default :ext_floor_cond: NECB_Default :ext_roof_cond: NECB_Default :ext_wall_cond: NECB_Default :fdwr_set: NECB_Default :fixed_wind_solar_trans: NECB_Default :fixed_window_cond: NECB_Default :furnace_eff: NECB_Default :glass_door_cond: NECB_Default :glass_door_solar_trans: NECB_Default :ground_floor_cond: NECB_Default :ground_roof_cond: NECB_Default :ground_wall_cond: NECB_Default :infiltration_scale: NECB_Default :job_id: 02af5875-129a-4493-86ae-3f417b27e422 :lights_scale: '1.0' :lights_type: NECB_Default :npv_discount_rate: NECB_Default :npv_end_year: NECB_Default :npv_start_year: NECB_Default :nv_delta_temp_in_out: NECB_Default :nv_opening_fraction: NECB_Default :nv_temp_out_min: NECB_Default :nv_type: NECB_Default :oa_scale: NECB_Default :occupancy_loads_scale: NECB_Default :output_meters: [] :output_variables: - frequency: hourly key: '*' operation: '*' unit: '*' variable: Zone Air Temperature - frequency: hourly key: '*' operation: sum unit: GJ variable: Lights Total Heating Energy :overhead_door_cond: NECB_Default :primary_heating_fuel: NaturalGas :pv_ground_azimuth_angle: NECB_Default :pv_ground_module_description: NECB_Default :pv_ground_tilt_angle: NECB_Default :pv_ground_total_area_pv_panels_m2: NECB_Default :pv_ground_type: NECB_Default :rotation_degrees: NECB_Default :run_annual_simulation: true :scale_x: NECB_Default :scale_y: NECB_Default :scale_z: NECB_Default :scenario: :erv_package :shw_eff: NECB_Default :shw_scale: NECB_Default :skylight_cond: NECB_Default :skylight_solar_trans: NECB_Default :srr_set: NECB_Default :template: NECB2020 | file:///C:\Users\plopez\btap_batch\output\sensitivity_example\sensitivity\runs\02af5875-129a-4493-86ae-3f417b27e422 | docker run --rm -v C:\Users\plopez\btap_batch\output\sensitivity_example\sensitivity\runs:/btap_costing/utilities/btap_cli/output -v C:\Users\plopez\btap_batch\output\sensitivity_example\sensitivity\runs\02af5875-129a-4493-86ae-3f417b27e422:/btap_costing/utilities/btap_cli/input phylroy_lopez_btap_cli bundle exec ruby btap_cli.rb | SUCCEEDED | 152.4923 | 2.0718 | 0.0027186 | 0.0016441 | 43822978 | 0 | 0 | 0 | 0 | 280.2993 | 126.9414 | 511.15 | 845.2233 | 37.3 | FullServiceRestaurant |  |  | 0 | FullServiceRestaurant | 1 |  | 1 | NECB2020 | 0.35004 | 2414.6632 | 24.7499 | 243.8499 | 51.9362 | 84.3566 | 0 | 16.2621 | 0 | 616.7259 | 220.3211 | MONTREAL | QUEBEC | 0.1939 | 41.5198 | 0 | 41.7137 | 11.8133 | 11.3633 | 0 | 23.1766 | 0 | 0.051707 | 0 | 0 | 0.43525 | 0.1147 | 0.045525 | 0.63901 | 0.067182 | 0.15395 | 0.84048 | 0.0021911 | 1.2757 | 0.20147 | 42.7574 | 264.4869 | Natural Gas | 37.3 | 0.757 | [5 empty] | 0.138 | 0.24 | 1.73 |  | 0 | 0 | Montreal-Trudeau Intl AP | CAN | 323 | 4090 | 45.471 | -73.741 | 6 | 4400 | QC | CAN_QC_Montreal-Trudeau.Intl.AP.716270_CWEC2016.epw | 1.2757 | 1023.5227 | 24.7499 | 0 | 7.6253 | 17.711 | FALSE | FALSE | FALSE | TRUE | 12.385 | 16.0738 | -1 | 0 | 0 | 0 | 102.98 | 44.149 | 1.0279 | 0.023283 | 375.71 | 0.1 | 2023-08-22 13:59:47 -0400 | 8b8e2b3c9 | 0.4.0 | 1.2757 | 31.67 | 24 | 0 | 0 | 0.047943 | 6.2911e-05 | 3.8046e-05 | 1014108.6875 | 1.4407 | 0.0018905 | 0.0011433 | 30474389.5 | 0 | 0 | 0 | 0 | 121 | 0 | 0 | 0 |  | :erv_package | 0 | 0 | 0 | 0 | 0 | 0 | 0 | 0 | 0 | 0 | 0 | 0 | 0 | 0 | tier_1 | 0 | 0 | 31.67 | 24 | 2.0718 | 0.0027186 | 0.0016441 | 43822978 | 0 | 0 | 0 | 0 | 0.047943 | 6.2911e-05 | 3.8046e-05 | 1014108.6875 | 1.4407 | 0.0018905 | 0.0011433 | 30474389.5 | 0 | 0 | 0 | 0
0 | FullServiceRestaurant | NECB2020 | CAN_QC_Montreal-Trudeau.Intl.AP.716270_CWEC2016.epw | NaturalGas | NECB_Default | NECB_Default | 1 | NECB_Default | NECB_Default | NECB_Default | NECB_Default | NECB_Default | NECB_Default | NECB_Default | NECB_Default | NECB_Default | NECB_Default | NECB_Default | NECB_Default | NECB_Default | NECB_Default | NECB_Default | NECB_Default | 2.4 | NECB_Default | NECB_Default | NECB_Default | NECB_Default | NECB_Default | NECB_Default | NECB_Default | NECB_Default | NECB_Default | NECB_Default | NECB_Default | NECB_Default | NECB_Default | NECB_Default | NECB_Default | NECB_Default | NECB_Default | NECB_Default | NECB_Default | NECB_Default | NECB_Default | NECB_Default | NECB_Default | NECB_Default | NECB_Default | NECB_Default | NECB_Default | NECB_Default | NECB_Default | NECB_Default | sensitivity | 035aa5ed-135b-4e97-8b38-4e4d7672edb5 | 5afcf5d1-c030-4cdc-872e-fe91b20ee7a9 | sensitivity_example | local_docker | TRUE | 035aa5ed-135b-4e97-8b38-4e4d7672edb5 | :adv_dx_units: NECB_Default :airloop_economizer_type: NECB_Default :algorithm_type: sensitivity :analysis_id: 5afcf5d1-c030-4cdc-872e-fe91b20ee7a9 :analysis_name: sensitivity_example :baseline_system_zones_map_option: NECB_Default :boiler_eff: NECB_Default :building_type: FullServiceRestaurant :chiller_type: NECB_Default :compute_environment: local_docker :datapoint_id: 035aa5ed-135b-4e97-8b38-4e4d7672edb5 :daylighting_type: NECB_Default :dcv_type: NECB_Default :door_construction_cond: NECB_Default :ecm_system_name: NECB_Default :electrical_loads_scale: NECB_Default :epw_file: CAN_QC_Montreal-Trudeau.Intl.AP.716270_CWEC2016.epw :erv_package: NECB_Default :ext_floor_cond: NECB_Default :ext_roof_cond: NECB_Default :ext_wall_cond: NECB_Default :fdwr_set: NECB_Default :fixed_wind_solar_trans: NECB_Default :fixed_window_cond: NECB_Default :furnace_eff: NECB_Default :glass_door_cond: NECB_Default :glass_door_solar_trans: NECB_Default :ground_floor_cond: NECB_Default :ground_roof_cond: NECB_Default :ground_wall_cond: NECB_Default :infiltration_scale: NECB_Default :job_id: 035aa5ed-135b-4e97-8b38-4e4d7672edb5 :lights_scale: '1.0' :lights_type: NECB_Default :npv_discount_rate: NECB_Default :npv_end_year: NECB_Default :npv_start_year: NECB_Default :nv_delta_temp_in_out: NECB_Default :nv_opening_fraction: NECB_Default :nv_temp_out_min: NECB_Default :nv_type: NECB_Default :oa_scale: NECB_Default :occupancy_loads_scale: NECB_Default :output_meters: [] :output_variables: - frequency: hourly key: '*' operation: '*' unit: '*' variable: Zone Air Temperature - frequency: hourly key: '*' operation: sum unit: GJ variable: Lights Total Heating Energy :overhead_door_cond: NECB_Default :primary_heating_fuel: NaturalGas :pv_ground_azimuth_angle: NECB_Default :pv_ground_module_description: NECB_Default :pv_ground_tilt_angle: NECB_Default :pv_ground_total_area_pv_panels_m2: NECB_Default :pv_ground_type: NECB_Default :rotation_degrees: NECB_Default :run_annual_simulation: true :scale_x: NECB_Default :scale_y: NECB_Default :scale_z: NECB_Default :scenario: :skylight_cond :shw_eff: NECB_Default :shw_scale: NECB_Default :skylight_cond: '2.4' :skylight_solar_trans: NECB_Default :srr_set: NECB_Default :template: NECB2020 | file:///C:\Users\plopez\btap_batch\output\sensitivity_example\sensitivity\runs\035aa5ed-135b-4e97-8b38-4e4d7672edb5 | docker run --rm -v C:\Users\plopez\btap_batch\output\sensitivity_example\sensitivity\runs:/btap_costing/utilities/btap_cli/output -v C:\Users\plopez\btap_batch\output\sensitivity_example\sensitivity\runs\035aa5ed-135b-4e97-8b38-4e4d7672edb5:/btap_costing/utilities/btap_cli/input phylroy_lopez_btap_cli bundle exec ruby btap_cli.rb | SUCCEEDED | 137.6611 | 2.0718 | 0.0027186 | 0.0016441 | 43822978 | 0 | 0 | 0 | 0 | 280.2993 | 126.9414 | 511.15 | 845.2233 | 37.3 | FullServiceRestaurant |  |  | 0 | FullServiceRestaurant | 1 |  | 1 | NECB2020 | 0.35004 | 2414.6632 | 24.7499 | 243.8499 | 51.9362 | 84.3566 | 0 | 16.2621 | 0 | 616.7259 | 220.3211 | MONTREAL | QUEBEC | 0.1939 | 41.5198 | 0 | 41.7137 | 11.8133 | 11.3633 | 0 | 23.1766 | 0 | 0.051707 | 0 | 0 | 0.43525 | 0.1147 | 0.045525 | 0.63901 | 0.067182 | 0.15395 | 0.84048 | 0.0021911 | 1.2757 | 0.20147 | 42.7574 | 264.4869 | Natural Gas | 37.3 | 0.757 | [5 empty] | 0.138 | 0.24 | 1.73 |  | 0 | 0 | Montreal-Trudeau Intl AP | CAN | 323 | 4090 | 45.471 | -73.741 | 6 | 4400 | QC | CAN_QC_Montreal-Trudeau.Intl.AP.716270_CWEC2016.epw | 1.2757 | 1023.5227 | 24.7499 | 0 | 7.6253 | 17.711 | FALSE | FALSE | FALSE | TRUE | 12.385 | 16.0738 | -1 | 0 | 0 | 0 | 102.98 | 44.149 | 1.0279 | 0.023283 | 375.71 | 0.1 | 2023-08-22 14:04:27 -0400 | 8b8e2b3c9 | 0.4.0 | 1.2757 | 31.67 | 24 | 0 | 0 | 0.047943 | 6.2911e-05 | 3.8046e-05 | 1014108.6875 | 1.4407 | 0.0018905 | 0.0011433 | 30474389.5 | 0 | 0 | 0 | 0 | 121 | 0 | 0 | 0 |  | :skylight_cond | 0 | 0 | 0 | 0 | 0 | 0 | 0 | 0 | 0 | 0 | 0 | 0 | 0 | 0 | tier_1 | 0 | 0 | 31.67 | 24 | 2.0718 | 0.0027186 | 0.0016441 | 43822978 | 0 | 0 | 0 | 0 | 0.047943 | 6.2911e-05 | 3.8046e-05 | 1014108.6875 | 1.4407 | 0.0018905 | 0.0011433 | 30474389.5 | 0 | 0 | 0 | 0
0 | FullServiceRestaurant | NECB2020 | CAN_QC_Montreal-Trudeau.Intl.AP.716270_CWEC2016.epw | NaturalGas | NECB_Default | NECB_Default | 1 | NECB_Default | NECB_Default | NECB_Default | NECB_Default | NECB_Default | NECB_Default | NECB_Default | NECB_Default | NECB_Default | NECB_Default | NECB_Default | NECB_Default | NECB_Default | NECB_Default | NECB_Default | NECB_Default | NECB_Default | NECB_Default | NECB_Default | 0.5 | NECB_Default | NECB_Default | NECB_Default | NECB_Default | NECB_Default | NECB_Default | NECB_Default | NECB_Default | NECB_Default | NECB_Default | NECB_Default | NECB_Default | NECB_Default | NECB_Default | NECB_Default | NECB_Default | NECB_Default | NECB_Default | NECB_Default | NECB_Default | NECB_Default | NECB_Default | NECB_Default | NECB_Default | NECB_Default | NECB_Default | NECB_Default | sensitivity | 03a3ba95-1990-4307-997f-9ae1c93c3113 | 5afcf5d1-c030-4cdc-872e-fe91b20ee7a9 | sensitivity_example | local_docker | TRUE | 03a3ba95-1990-4307-997f-9ae1c93c3113 | :adv_dx_units: NECB_Default :airloop_economizer_type: NECB_Default :algorithm_type: sensitivity :analysis_id: 5afcf5d1-c030-4cdc-872e-fe91b20ee7a9 :analysis_name: sensitivity_example :baseline_system_zones_map_option: NECB_Default :boiler_eff: NECB_Default :building_type: FullServiceRestaurant :chiller_type: NECB_Default :compute_environment: local_docker :datapoint_id: 03a3ba95-1990-4307-997f-9ae1c93c3113 :daylighting_type: NECB_Default :dcv_type: NECB_Default :door_construction_cond: NECB_Default :ecm_system_name: NECB_Default :electrical_loads_scale: NECB_Default :epw_file: CAN_QC_Montreal-Trudeau.Intl.AP.716270_CWEC2016.epw :erv_package: NECB_Default :ext_floor_cond: NECB_Default :ext_roof_cond: NECB_Default :ext_wall_cond: NECB_Default :fdwr_set: NECB_Default :fixed_wind_solar_trans: NECB_Default :fixed_window_cond: NECB_Default :furnace_eff: NECB_Default :glass_door_cond: NECB_Default :glass_door_solar_trans: NECB_Default :ground_floor_cond: NECB_Default :ground_roof_cond: NECB_Default :ground_wall_cond: NECB_Default :infiltration_scale: NECB_Default :job_id: 03a3ba95-1990-4307-997f-9ae1c93c3113 :lights_scale: '1.0' :lights_type: NECB_Default :npv_discount_rate: NECB_Default :npv_end_year: NECB_Default :npv_start_year: NECB_Default :nv_delta_temp_in_out: NECB_Default :nv_opening_fraction: NECB_Default :nv_temp_out_min: NECB_Default :nv_type: NECB_Default :oa_scale: NECB_Default :occupancy_loads_scale: NECB_Default :output_meters: [] :output_variables: - frequency: hourly key: '*' operation: '*' unit: '*' variable: Zone Air Temperature - frequency: hourly key: '*' operation: sum unit: GJ variable: Lights Total Heating Energy :overhead_door_cond: NECB_Default :primary_heating_fuel: NaturalGas :pv_ground_azimuth_angle: NECB_Default :pv_ground_module_description: NECB_Default :pv_ground_tilt_angle: NECB_Default :pv_ground_total_area_pv_panels_m2: NECB_Default :pv_ground_type: NECB_Default :rotation_degrees: NECB_Default :run_annual_simulation: true :scale_x: NECB_Default :scale_y: NECB_Default :scale_z: NECB_Default :scenario: :skylight_solar_trans :shw_eff: NECB_Default :shw_scale: NECB_Default :skylight_cond: NECB_Default :skylight_solar_trans: '0.50' :srr_set: NECB_Default :template: NECB2020 | file:///C:\Users\plopez\btap_batch\output\sensitivity_example\sensitivity\runs\03a3ba95-1990-4307-997f-9ae1c93c3113 | docker run --rm -v C:\Users\plopez\btap_batch\output\sensitivity_example\sensitivity\runs:/btap_costing/utilities/btap_cli/output -v C:\Users\plopez\btap_batch\output\sensitivity_example\sensitivity\runs\03a3ba95-1990-4307-997f-9ae1c93c3113:/btap_costing/utilities/btap_cli/input phylroy_lopez_btap_cli bundle exec ruby btap_cli.rb | SUCCEEDED | 125.7795 | 2.0718 | 0.0027186 | 0.0016441 | 43822978 | 0 | 0 | 0 | 0 | 280.2993 | 126.9414 | 511.15 | 845.2233 | 37.3 | FullServiceRestaurant |  |  | 0 | FullServiceRestaurant | 1 |  | 1 | NECB2020 | 0.35004 | 2414.6632 | 24.7499 | 243.8499 | 51.9362 | 84.3566 | 0 | 16.2621 | 0 | 616.7259 | 220.3211 | MONTREAL | QUEBEC | 0.1939 | 41.5198 | 0 | 41.7137 | 11.8133 | 11.3633 | 0 | 23.1766 | 0 | 0.051707 | 0 | 0 | 0.43525 | 0.1147 | 0.045525 | 0.63901 | 0.067182 | 0.15395 | 0.84048 | 0.0021911 | 1.2757 | 0.20147 | 42.7574 | 264.4869 | Natural Gas | 37.3 | 0.757 | [5 empty] | 0.138 | 0.24 | 1.73 |  | 0 | 0 | Montreal-Trudeau Intl AP | CAN | 323 | 4090 | 45.471 | -73.741 | 6 | 4400 | QC | CAN_QC_Montreal-Trudeau.Intl.AP.716270_CWEC2016.epw | 1.2757 | 1023.5227 | 24.7499 | 0 | 7.6253 | 17.711 | FALSE | FALSE | FALSE | TRUE | 12.385 | 16.0738 | -1 | 0 | 0 | 0 | 102.98 | 44.149 | 1.0279 | 0.023283 | 375.71 | 0.1 | 2023-08-22 14:04:32 -0400 | 8b8e2b3c9 | 0.4.0 | 1.2757 | 31.67 | 24 | 0 | 0 | 0.047943 | 6.2911e-05 | 3.8046e-05 | 1014108.6875 | 1.4407 | 0.0018905 | 0.0011433 | 30474389.5 | 0 | 0 | 0 | 0 | 121 | 0 | 0 | 0 |  | :skylight_solar_trans | 0 | 0 | 0 | 0 | 0 | 0 | 0 | 0 | 0 | 0 | 0 | 0 | 0 | 0 | tier_1 | 0 | 0 | 31.67 | 24 | 2.0718 | 0.0027186 | 0.0016441 | 43822978 | 0 | 0 | 0 | 0 | 0.047943 | 6.2911e-05 | 3.8046e-05 | 1014108.6875 | 1.4407 | 0.0018905 | 0.0011433 | 30474389.5 | 0 | 0 | 0 | 0
0 | FullServiceRestaurant | NECB2020 | CAN_QC_Montreal-Trudeau.Intl.AP.716270_CWEC2016.epw | NaturalGas | NECB_Default | NECB_Default | 1 | NECB_Default | NECB_Default | Rotary-All | NECB_Default | NECB_Default | NECB_Default | NECB_Default | NECB_Default | NECB_Default | NECB_Default | NECB_Default | NECB_Default | NECB_Default | NECB_Default | NECB_Default | NECB_Default | NECB_Default | NECB_Default | NECB_Default | NECB_Default | NECB_Default | NECB_Default | NECB_Default | NECB_Default | NECB_Default | NECB_Default | NECB_Default | NECB_Default | NECB_Default | NECB_Default | NECB_Default | NECB_Default | NECB_Default | NECB_Default | NECB_Default | NECB_Default | NECB_Default | NECB_Default | NECB_Default | NECB_Default | NECB_Default | NECB_Default | NECB_Default | NECB_Default | NECB_Default | NECB_Default | NECB_Default | sensitivity | 0528c6ab-1096-4d53-a0f3-b5bcf07b72b2 | 5afcf5d1-c030-4cdc-872e-fe91b20ee7a9 | sensitivity_example | local_docker | TRUE | 0528c6ab-1096-4d53-a0f3-b5bcf07b72b2 | :adv_dx_units: NECB_Default :airloop_economizer_type: NECB_Default :algorithm_type: sensitivity :analysis_id: 5afcf5d1-c030-4cdc-872e-fe91b20ee7a9 :analysis_name: sensitivity_example :baseline_system_zones_map_option: NECB_Default :boiler_eff: NECB_Default :building_type: FullServiceRestaurant :chiller_type: NECB_Default :compute_environment: local_docker :datapoint_id: 0528c6ab-1096-4d53-a0f3-b5bcf07b72b2 :daylighting_type: NECB_Default :dcv_type: NECB_Default :door_construction_cond: NECB_Default :ecm_system_name: NECB_Default :electrical_loads_scale: NECB_Default :epw_file: CAN_QC_Montreal-Trudeau.Intl.AP.716270_CWEC2016.epw :erv_package: Rotary-All :ext_floor_cond: NECB_Default :ext_roof_cond: NECB_Default :ext_wall_cond: NECB_Default :fdwr_set: NECB_Default :fixed_wind_solar_trans: NECB_Default :fixed_window_cond: NECB_Default :furnace_eff: NECB_Default :glass_door_cond: NECB_Default :glass_door_solar_trans: NECB_Default :ground_floor_cond: NECB_Default :ground_roof_cond: NECB_Default :ground_wall_cond: NECB_Default :infiltration_scale: NECB_Default :job_id: 0528c6ab-1096-4d53-a0f3-b5bcf07b72b2 :lights_scale: '1.0' :lights_type: NECB_Default :npv_discount_rate: NECB_Default :npv_end_year: NECB_Default :npv_start_year: NECB_Default :nv_delta_temp_in_out: NECB_Default :nv_opening_fraction: NECB_Default :nv_temp_out_min: NECB_Default :nv_type: NECB_Default :oa_scale: NECB_Default :occupancy_loads_scale: NECB_Default :output_meters: [] :output_variables: - frequency: hourly key: '*' operation: '*' unit: '*' variable: Zone Air Temperature - frequency: hourly key: '*' operation: sum unit: GJ variable: Lights Total Heating Energy :overhead_door_cond: NECB_Default :primary_heating_fuel: NaturalGas :pv_ground_azimuth_angle: NECB_Default :pv_ground_module_description: NECB_Default :pv_ground_tilt_angle: NECB_Default :pv_ground_total_area_pv_panels_m2: NECB_Default :pv_ground_type: NECB_Default :rotation_degrees: NECB_Default :run_annual_simulation: true :scale_x: NECB_Default :scale_y: NECB_Default :scale_z: NECB_Default :scenario: :erv_package :shw_eff: NECB_Default :shw_scale: NECB_Default :skylight_cond: NECB_Default :skylight_solar_trans: NECB_Default :srr_set: NECB_Default :template: NECB2020 | file:///C:\Users\plopez\btap_batch\output\sensitivity_example\sensitivity\runs\0528c6ab-1096-4d53-a0f3-b5bcf07b72b2 | docker run --rm -v C:\Users\plopez\btap_batch\output\sensitivity_example\sensitivity\runs:/btap_costing/utilities/btap_cli/output -v C:\Users\plopez\btap_batch\output\sensitivity_example\sensitivity\runs\0528c6ab-1096-4d53-a0f3-b5bcf07b72b2:/btap_costing/utilities/btap_cli/input phylroy_lopez_btap_cli bundle exec ruby btap_cli.rb | SUCCEEDED | 145.3133 | 2.0743 | 0.0027219 | 0.0016461 | 43876330 | 0 | 0 | 0 | 0 | 195.5992 | 66.3591 | 511.15 | 845.2233 | 37.3 | FullServiceRestaurant |  |  | 0 | FullServiceRestaurant | 1 |  | 1 | NECB2020 | 0.35004 | 2414.6632 | 23.1222 | 243.8499 | 51.9362 | 84.3566 | 0 | 16.2621 | 0 | 616.7259 | 220.3211 | MONTREAL | QUEBEC | 0.19262 | 26.5987 | 0 | 26.7913 | 11.7353 | 7.2796 | 0 | 19.0149 | 0 | 0.04887 | 0 | 0 | 0.43238 | 0.11468 | 0.045525 | 0.33697 | 0.067182 | 0.15395 | 0.53843 | 0.0021716 | 0.97081 | 0.20147 | 41.1244 | 268.5957 | Natural Gas | 37.3 | 0.757 | [5 empty] | 0.138 | 0.24 | 1.73 |  | 0 | 0 | Montreal-Trudeau Intl AP | CAN | 323 | 4090 | 45.471 | -73.741 | 6 | 4400 | QC | CAN_QC_Montreal-Trudeau.Intl.AP.716270_CWEC2016.epw | 0.97084 | 941.7758 | 23.1222 | 0 | 7.6253 | 17.711 | FALSE | FALSE | FALSE | TRUE | 12.385 | 16.0738 | -1 | 0 | 0 | 0 | 102.98 | 44.149 | 1.0279 | 0.023283 | 375.71 | 0.1 | 2023-08-22 13:59:42 -0400 | 8b8e2b3c9 | 0.4.0 | 0.97081 | 29.83 | 22.17 | 0 | 0 | 0.047943 | 6.2911e-05 | 3.8046e-05 | 1014108.6875 | 1.4425 | 0.0018928 | 0.0011447 | 30511491.5 | 0 | 0 | 0 | 0 | 121 | 0 | 0 | 0 |  | :erv_package | 4.2 | 0 | 0.3 | 0 | 0 | 0 | 0 | 0 | 0 | 0 | 0 | 0 | 3.8 | 23.9 | tier_1 | 35.8 | 81.7 | 31.67 | 24 | 2.0718 | 0.0027186 | 0.0016441 | 43822978 | 0 | 0 | 0 | 0 | 0.047943 | 6.2911e-05 | 3.8046e-05 | 1014108.6875 | 1.4407 | 0.0018905 | 0.0011433 | 30474389.5 | 0 | 0 | 0 | 0
0 | FullServiceRestaurant | NECB2020 | CAN_QC_Montreal-Trudeau.Intl.AP.716270_CWEC2016.epw | NaturalGas | NECB_Default | NECB_Default | 1 | NECB_Default | NECB_Default | NECB_Default | NECB_Default | NECB_Default | NECB_Default | NECB_Default | NECB_Default | NECB_Default | NECB_Default | NECB_Default | NECB_Default | NECB_Default | NECB_Default | NECB_Default | NECB_Default | NECB_Default | NECB_Default | 0.4 | NECB_Default | NECB_Default | NECB_Default | NECB_Default | NECB_Default | NECB_Default | NECB_Default | NECB_Default | NECB_Default | NECB_Default | NECB_Default | NECB_Default | NECB_Default | NECB_Default | NECB_Default | NECB_Default | NECB_Default | NECB_Default | NECB_Default | NECB_Default | NECB_Default | NECB_Default | NECB_Default | NECB_Default | NECB_Default | NECB_Default | NECB_Default | NECB_Default | sensitivity | 09888859-3c69-4ebb-ae6a-f188869a8303 | 5afcf5d1-c030-4cdc-872e-fe91b20ee7a9 | sensitivity_example | local_docker | TRUE | 09888859-3c69-4ebb-ae6a-f188869a8303 | :adv_dx_units: NECB_Default :airloop_economizer_type: NECB_Default :algorithm_type: sensitivity :analysis_id: 5afcf5d1-c030-4cdc-872e-fe91b20ee7a9 :analysis_name: sensitivity_example :baseline_system_zones_map_option: NECB_Default :boiler_eff: NECB_Default :building_type: FullServiceRestaurant :chiller_type: NECB_Default :compute_environment: local_docker :datapoint_id: 09888859-3c69-4ebb-ae6a-f188869a8303 :daylighting_type: NECB_Default :dcv_type: NECB_Default :door_construction_cond: NECB_Default :ecm_system_name: NECB_Default :electrical_loads_scale: NECB_Default :epw_file: CAN_QC_Montreal-Trudeau.Intl.AP.716270_CWEC2016.epw :erv_package: NECB_Default :ext_floor_cond: NECB_Default :ext_roof_cond: NECB_Default :ext_wall_cond: NECB_Default :fdwr_set: NECB_Default :fixed_wind_solar_trans: '0.4' :fixed_window_cond: NECB_Default :furnace_eff: NECB_Default :glass_door_cond: NECB_Default :glass_door_solar_trans: NECB_Default :ground_floor_cond: NECB_Default :ground_roof_cond: NECB_Default :ground_wall_cond: NECB_Default :infiltration_scale: NECB_Default :job_id: 09888859-3c69-4ebb-ae6a-f188869a8303 :lights_scale: '1.0' :lights_type: NECB_Default :npv_discount_rate: NECB_Default :npv_end_year: NECB_Default :npv_start_year: NECB_Default :nv_delta_temp_in_out: NECB_Default :nv_opening_fraction: NECB_Default :nv_temp_out_min: NECB_Default :nv_type: NECB_Default :oa_scale: NECB_Default :occupancy_loads_scale: NECB_Default :output_meters: [] :output_variables: - frequency: hourly key: '*' operation: '*' unit: '*' variable: Zone Air Temperature - frequency: hourly key: '*' operation: sum unit: GJ variable: Lights Total Heating Energy :overhead_door_cond: NECB_Default :primary_heating_fuel: NaturalGas :pv_ground_azimuth_angle: NECB_Default :pv_ground_module_description: NECB_Default :pv_ground_tilt_angle: NECB_Default :pv_ground_total_area_pv_panels_m2: NECB_Default :pv_ground_type: NECB_Default :rotation_degrees: NECB_Default :run_annual_simulation: true :scale_x: NECB_Default :scale_y: NECB_Default :scale_z: NECB_Default :scenario: :fixed_wind_solar_trans :shw_eff: NECB_Default :shw_scale: NECB_Default :skylight_cond: NECB_Default :skylight_solar_trans: NECB_Default :srr_set: NECB_Default :template: NECB2020 | file:///C:\Users\plopez\btap_batch\output\sensitivity_example\sensitivity\runs\09888859-3c69-4ebb-ae6a-f188869a8303 | docker run --rm -v C:\Users\plopez\btap_batch\output\sensitivity_example\sensitivity\runs:/btap_costing/utilities/btap_cli/output -v C:\Users\plopez\btap_batch\output\sensitivity_example\sensitivity\runs\09888859-3c69-4ebb-ae6a-f188869a8303:/btap_costing/utilities/btap_cli/input phylroy_lopez_btap_cli bundle exec ruby btap_cli.rb | SUCCEEDED | 136.0308 | 2.0634 | 0.0027077 | 0.0016375 | 43646350 | 0 | 0 | 0 | 0 | 289.0704 | 137.3645 | 511.15 | 845.2233 | 37.3 | FullServiceRestaurant |  |  | 0 | FullServiceRestaurant | 1 |  | 1 | NECB2020 | 0.35004 | 2414.6632 | 23.8582 | 244.1242 | 51.9362 | 84.3566 | 0 | 16.2621 | 0 | 609.3555 | 212.6765 | MONTREAL | QUEBEC | 0.18703 | 43.8422 | 0 | 44.0292 | 11.3944 | 11.9989 | 0 | 23.3932 | 0 | 0.041671 | 0 | 0 | 0.41982 | 0.10907 | 0.045525 | 0.68604 | 0.067182 | 0.15395 | 0.88749 | 0.0024259 | 1.3073 | 0.20145 | 41.6189 | 271.3363 | Natural Gas | 37.3 | 0.757 | [5 empty] | 0.138 | 0.24 | 1.73 |  | 0 | 0 | Montreal-Trudeau Intl AP | CAN | 323 | 4090 | 45.471 | -73.741 | 6 | 4400 | QC | CAN_QC_Montreal-Trudeau.Intl.AP.716270_CWEC2016.epw | 1.3073 | 1022.2099 | 23.8582 | 0 | 7.6253 | 17.711 | FALSE | FALSE | FALSE | TRUE | 12.385 | 16.0738 | -1 | 0 | 0 | 0 | 102.97 | 44.149 | 1.0279 | 0.023283 | 375.71 | 0.1 | 2023-08-22 14:04:27 -0400 | 8b8e2b3c9 | 0.4.0 | 1.3073 | 25 | 20.83 | 0 | 0 | 0.047943 | 6.2911e-05 | 3.8046e-05 | 1014108.6875 | 1.4349 | 0.0018829 | 0.0011387 | 30351565.5 | 0 | 0 | 0 | 0 | 121 | 0 | 0 | 0 |  | :fixed_wind_solar_trans | -0.2 | 0 | 0 | 0 | -0.3 | 0 | 0 | 0 | 0 | 0 | 7.6 | 7.4 | 2.7 | -2.5 | non_compliant | -5.6 | 1.3 | 31.67 | 24 | 2.0718 | 0.0027186 | 0.0016441 | 43822978 | 0 | 0 | 0 | 0 | 0.047943 | 6.2911e-05 | 3.8046e-05 | 1014108.6875 | 1.4407 | 0.0018905 | 0.0011433 | 30474389.5 | 0 | 0 | 0 | 0
0 | FullServiceRestaurant | NECB2020 | CAN_QC_Montreal-Trudeau.Intl.AP.716270_CWEC2016.epw | NaturalGas | NECB_Default | NECB_Default | 1 | NECB_Default | NECB_Default | NECB_Default | NECB_Default | NECB_Default | NECB_Default | NECB_Default | NECB_Default | NECB_Default | NECB_Default | NECB_Default | NECB_Default | NECB_Default | NECB_Default | NECB_Default | NECB_Default | NECB_Default | NECB_Default | NECB_Default | NECB_Default | NECB_Default | NECB_Default | NECB_Default | NECB_Default | NECB_Default | NECB_Default | NECB_Default | NECB_Default | NECB_Default | NECB_Default | NECB_Default | NECB_Default | NECB_Default | NECB_Default | NECB_Default | NECB_Default | NECB_Default | NECB_Default | NECB_Default | NECB_Default | NECB_Default | NECB_Default | NECB_Default | NECB_Default | NECB_Default | NECB_Default | NECB_Default | sensitivity | 0a61e408-85dd-45fe-acb1-af4858d01e60 | 5afcf5d1-c030-4cdc-872e-fe91b20ee7a9 | sensitivity_example | local_docker | TRUE | 0a61e408-85dd-45fe-acb1-af4858d01e60 | :adv_dx_units: NECB_Default :airloop_economizer_type: NECB_Default :algorithm_type: sensitivity :analysis_id: 5afcf5d1-c030-4cdc-872e-fe91b20ee7a9 :analysis_name: sensitivity_example :baseline_system_zones_map_option: NECB_Default :boiler_eff: NECB_Default :building_type: FullServiceRestaurant :chiller_type: NECB_Default :compute_environment: local_docker :datapoint_id: 0a61e408-85dd-45fe-acb1-af4858d01e60 :daylighting_type: NECB_Default :dcv_type: NECB_Default :door_construction_cond: NECB_Default :ecm_system_name: NECB_Default :electrical_loads_scale: NECB_Default :epw_file: CAN_QC_Montreal-Trudeau.Intl.AP.716270_CWEC2016.epw :erv_package: NECB_Default :ext_floor_cond: NECB_Default :ext_roof_cond: NECB_Default :ext_wall_cond: NECB_Default :fdwr_set: NECB_Default :fixed_wind_solar_trans: NECB_Default :fixed_window_cond: NECB_Default :furnace_eff: NECB_Default :glass_door_cond: NECB_Default :glass_door_solar_trans: NECB_Default :ground_floor_cond: NECB_Default :ground_roof_cond: NECB_Default :ground_wall_cond: NECB_Default :infiltration_scale: NECB_Default :job_id: 0a61e408-85dd-45fe-acb1-af4858d01e60 :lights_scale: '1.0' :lights_type: NECB_Default :npv_discount_rate: NECB_Default :npv_end_year: NECB_Default :npv_start_year: NECB_Default :nv_delta_temp_in_out: NECB_Default :nv_opening_fraction: NECB_Default :nv_temp_out_min: NECB_Default :nv_type: NECB_Default :oa_scale: NECB_Default :occupancy_loads_scale: NECB_Default :output_meters: [] :output_variables: - frequency: hourly key: '*' operation: '*' unit: '*' variable: Zone Air Temperature - frequency: hourly key: '*' operation: sum unit: GJ variable: Lights Total Heating Energy :overhead_door_cond: NECB_Default :primary_heating_fuel: NaturalGas :pv_ground_azimuth_angle: NECB_Default :pv_ground_module_description: NECB_Default :pv_ground_tilt_angle: NECB_Default :pv_ground_total_area_pv_panels_m2: NECB_Default :pv_ground_type: NECB_Default :rotation_degrees: NECB_Default :run_annual_simulation: true :scale_x: NECB_Default :scale_y: NECB_Default :scale_z: NECB_Default :scenario: :skylight_solar_trans :shw_eff: NECB_Default :shw_scale: NECB_Default :skylight_cond: NECB_Default :skylight_solar_trans: NECB_Default :srr_set: NECB_Default :template: NECB2020 | file:///C:\Users\plopez\btap_batch\output\sensitivity_example\sensitivity\runs\0a61e408-85dd-45fe-acb1-af4858d01e60 | docker run --rm -v C:\Users\plopez\btap_batch\output\sensitivity_example\sensitivity\runs:/btap_costing/utilities/btap_cli/output -v C:\Users\plopez\btap_batch\output\sensitivity_example\sensitivity\runs\0a61e408-85dd-45fe-acb1-af4858d01e60:/btap_costing/utilities/btap_cli/input phylroy_lopez_btap_cli bundle exec ruby btap_cli.rb | SUCCEEDED | 126.4815 | 2.0718 | 0.0027186 | 0.0016441 | 43822978 | 0 | 0 | 0 | 0 | 280.2993 | 126.9414 | 511.15 | 845.2233 | 37.3 | FullServiceRestaurant |  |  | 0 | FullServiceRestaurant | 1 |  | 1 | NECB2020 | 0.35004 | 2414.6632 | 24.7499 | 243.8499 | 51.9362 | 84.3566 | 0 | 16.2621 | 0 | 616.7259 | 220.3211 | MONTREAL | QUEBEC | 0.1939 | 41.5198 | 0 | 41.7137 | 11.8133 | 11.3633 | 0 | 23.1766 | 0 | 0.051707 | 0 | 0 | 0.43525 | 0.1147 | 0.045525 | 0.63901 | 0.067182 | 0.15395 | 0.84048 | 0.0021911 | 1.2757 | 0.20147 | 42.7574 | 264.4869 | Natural Gas | 37.3 | 0.757 | [5 empty] | 0.138 | 0.24 | 1.73 |  | 0 | 0 | Montreal-Trudeau Intl AP | CAN | 323 | 4090 | 45.471 | -73.741 | 6 | 4400 | QC | CAN_QC_Montreal-Trudeau.Intl.AP.716270_CWEC2016.epw | 1.2757 | 1023.5227 | 24.7499 | 0 | 7.6253 | 17.711 | FALSE | FALSE | FALSE | TRUE | 12.385 | 16.0738 | -1 | 0 | 0 | 0 | 102.98 | 44.149 | 1.0279 | 0.023283 | 375.71 | 0.1 | 2023-08-22 14:04:33 -0400 | 8b8e2b3c9 | 0.4.0 | 1.2757 | 31.67 | 24 | 0 | 0 | 0.047943 | 6.2911e-05 | 3.8046e-05 | 1014108.6875 | 1.4407 | 0.0018905 | 0.0011433 | 30474389.5 | 0 | 0 | 0 | 0 | 121 | 0 | 0 | 0 |  | :skylight_solar_trans | 0 | 0 | 0 | 0 | 0 | 0 | 0 | 0 | 0 | 0 | 0 | 0 | 0 | 0 | tier_1 | 0 | 0 | 31.67 | 24 | 2.0718 | 0.0027186 | 0.0016441 | 43822978 | 0 | 0 | 0 | 0 | 0.047943 | 6.2911e-05 | 3.8046e-05 | 1014108.6875 | 1.4407 | 0.0018905 | 0.0011433 | 30474389.5 | 0 | 0 | 0 | 0
0 | FullServiceRestaurant | NECB2020 | CAN_QC_Montreal-Trudeau.Intl.AP.716270_CWEC2016.epw | NaturalGas | NECB_Default | NECB_Default | 1 | NECB_Default | NECB_Default | NECB_Default | NECB_Default | NECB_Default | NECB_Default | NECB_Default | NECB_Default | NECB_Default | NECB_Default | NECB_Default | NECB_Default | NECB_Default | NECB_Default | NECB_Default | NECB_Default | NECB_Default | NECB_Default | NECB_Default | NECB_Default | NECB_Default | NECB_Default | NECB_Default | NECB_Default | NECB_Default | NECB_Default | add_pv_ground | NECB_Default | NECB_Default | NECB_Default | NECB_Default | NECB_Default | NECB_Default | NECB_Default | NECB_Default | NECB_Default | NECB_Default | NECB_Default | NECB_Default | NECB_Default | NECB_Default | NECB_Default | NECB_Default | NECB_Default | NECB_Default | NECB_Default | NECB_Default | sensitivity | 0b793b72-306c-4da6-98aa-be237ac6a846 | 5afcf5d1-c030-4cdc-872e-fe91b20ee7a9 | sensitivity_example | local_docker | TRUE | 0b793b72-306c-4da6-98aa-be237ac6a846 | :adv_dx_units: NECB_Default :airloop_economizer_type: NECB_Default :algorithm_type: sensitivity :analysis_id: 5afcf5d1-c030-4cdc-872e-fe91b20ee7a9 :analysis_name: sensitivity_example :baseline_system_zones_map_option: NECB_Default :boiler_eff: NECB_Default :building_type: FullServiceRestaurant :chiller_type: NECB_Default :compute_environment: local_docker :datapoint_id: 0b793b72-306c-4da6-98aa-be237ac6a846 :daylighting_type: NECB_Default :dcv_type: NECB_Default :door_construction_cond: NECB_Default :ecm_system_name: NECB_Default :electrical_loads_scale: NECB_Default :epw_file: CAN_QC_Montreal-Trudeau.Intl.AP.716270_CWEC2016.epw :erv_package: NECB_Default :ext_floor_cond: NECB_Default :ext_roof_cond: NECB_Default :ext_wall_cond: NECB_Default :fdwr_set: NECB_Default :fixed_wind_solar_trans: NECB_Default :fixed_window_cond: NECB_Default :furnace_eff: NECB_Default :glass_door_cond: NECB_Default :glass_door_solar_trans: NECB_Default :ground_floor_cond: NECB_Default :ground_roof_cond: NECB_Default :ground_wall_cond: NECB_Default :infiltration_scale: NECB_Default :job_id: 0b793b72-306c-4da6-98aa-be237ac6a846 :lights_scale: '1.0' :lights_type: NECB_Default :npv_discount_rate: NECB_Default :npv_end_year: NECB_Default :npv_start_year: NECB_Default :nv_delta_temp_in_out: NECB_Default :nv_opening_fraction: NECB_Default :nv_temp_out_min: NECB_Default :nv_type: NECB_Default :oa_scale: NECB_Default :occupancy_loads_scale: NECB_Default :output_meters: [] :output_variables: - frequency: hourly key: '*' operation: '*' unit: '*' variable: Zone Air Temperature - frequency: hourly key: '*' operation: sum unit: GJ variable: Lights Total Heating Energy :overhead_door_cond: NECB_Default :primary_heating_fuel: NaturalGas :pv_ground_azimuth_angle: NECB_Default :pv_ground_module_description: NECB_Default :pv_ground_tilt_angle: NECB_Default :pv_ground_total_area_pv_panels_m2: NECB_Default :pv_ground_type: add_pv_ground :rotation_degrees: NECB_Default :run_annual_simulation: true :scale_x: NECB_Default :scale_y: NECB_Default :scale_z: NECB_Default :scenario: :pv_ground_type :shw_eff: NECB_Default :shw_scale: NECB_Default :skylight_cond: NECB_Default :skylight_solar_trans: NECB_Default :srr_set: NECB_Default :template: NECB2020 | file:///C:\Users\plopez\btap_batch\output\sensitivity_example\sensitivity\runs\0b793b72-306c-4da6-98aa-be237ac6a846 | docker run --rm -v C:\Users\plopez\btap_batch\output\sensitivity_example\sensitivity\runs:/btap_costing/utilities/btap_cli/output -v C:\Users\plopez\btap_batch\output\sensitivity_example\sensitivity\runs\0b793b72-306c-4da6-98aa-be237ac6a846:/btap_costing/utilities/btap_cli/input phylroy_lopez_btap_cli bundle exec ruby btap_cli.rb | SUCCEEDED | 134.4637 | 2.0718 | 0.0027186 | 0.0016441 | 43822978 | 0 | 0 | 0 | 0 | 280.2993 | 126.9414 | 511.15 | 845.2233 | 37.3 | FullServiceRestaurant |  |  | 0 | FullServiceRestaurant | 1 |  | 1 | NECB2020 | 0.35004 | 2414.6632 | 24.7499 | 243.8499 | 51.9362 | 84.3566 | 1232.5061 | 16.2621 | 0 | 1849.232 | 220.3211 | MONTREAL | QUEBEC | 0.1939 | 41.5198 | 0 | 41.7137 | 11.8133 | 11.3633 | 0 | 23.1766 | 0 | 0.051707 | 0 | 0 | 0.43525 | 0.1147 | 0.045525 | 0.63901 | 0.067182 | 0.15395 | 0.84048 | 0.0021911 | 1.2757 | 0.20147 | 42.7574 | 264.4869 | Natural Gas | 37.3 | 0.757 | [5 empty] | 0.138 | 0.24 | 1.73 |  | 0 | 0 | Montreal-Trudeau Intl AP | CAN | 323 | 4090 | 45.471 | -73.741 | 6 | 4400 | QC | CAN_QC_Montreal-Trudeau.Intl.AP.716270_CWEC2016.epw | 0.47499 | 2073.3458 | 24.7499 | 0 | 7.6253 | 17.711 | FALSE | FALSE | FALSE | TRUE | 12.385 | 16.0738 | -1 | 0 | 0 | 0 | 102.98 | 44.149 | 1.0279 | 0.023283 | 375.71 | 0.1 | 2023-08-22 14:04:43 -0400 | 8b8e2b3c9 | 0.4.0 | 1.2757 | 31.67 | 24 | 0 | 0 | 0.047943 | 6.2911e-05 | 3.8046e-05 | 1014108.6875 | 1.4407 | 0.0018905 | 0.0011433 | 30474389.5 | 0 | 0 | 0 | 0 | 119 | 0 | 0 | 0 |  | :pv_ground_type | 0 | 0 | 0 | 0 | 0 | 0 | 0 | -1232.5 | 0 | 0 | 0 | -1232.5 | 0 | 0 | tier_1 | 0 | -1049.8 | 31.67 | 24 | 2.0718 | 0.0027186 | 0.0016441 | 43822978 | 0 | 0 | 0 | 0 | 0.047943 | 6.2911e-05 | 3.8046e-05 | 1014108.6875 | 1.4407 | 0.0018905 | 0.0011433 | 30474389.5 | 0 | 0 | 0 | 0
0 | FullServiceRestaurant | NECB2020 | CAN_QC_Montreal-Trudeau.Intl.AP.716270_CWEC2016.epw | NaturalGas | NECB_Default | NECB_Default | 1 | NECB_Default | NECB_Default | NECB_Default | NECB_Default | NECB_Default | NECB_Default | NECB_Default | 0.183 | NECB_Default | NECB_Default | NECB_Default | NECB_Default | NECB_Default | NECB_Default | NECB_Default | NECB_Default | NECB_Default | NECB_Default | NECB_Default | NECB_Default | NECB_Default | NECB_Default | NECB_Default | NECB_Default | NECB_Default | NECB_Default | NECB_Default | NECB_Default | NECB_Default | NECB_Default | NECB_Default | NECB_Default | NECB_Default | NECB_Default | NECB_Default | NECB_Default | NECB_Default | NECB_Default | NECB_Default | NECB_Default | NECB_Default | NECB_Default | NECB_Default | NECB_Default | NECB_Default | NECB_Default | NECB_Default | sensitivity | 0b8a47fb-2fd5-49cb-8dd5-51a7f7dc8e12 | 5afcf5d1-c030-4cdc-872e-fe91b20ee7a9 | sensitivity_example | local_docker | TRUE | 0b8a47fb-2fd5-49cb-8dd5-51a7f7dc8e12 | :adv_dx_units: NECB_Default :airloop_economizer_type: NECB_Default :algorithm_type: sensitivity :analysis_id: 5afcf5d1-c030-4cdc-872e-fe91b20ee7a9 :analysis_name: sensitivity_example :baseline_system_zones_map_option: NECB_Default :boiler_eff: NECB_Default :building_type: FullServiceRestaurant :chiller_type: NECB_Default :compute_environment: local_docker :datapoint_id: 0b8a47fb-2fd5-49cb-8dd5-51a7f7dc8e12 :daylighting_type: NECB_Default :dcv_type: NECB_Default :door_construction_cond: NECB_Default :ecm_system_name: NECB_Default :electrical_loads_scale: NECB_Default :epw_file: CAN_QC_Montreal-Trudeau.Intl.AP.716270_CWEC2016.epw :erv_package: NECB_Default :ext_floor_cond: '0.183' :ext_roof_cond: NECB_Default :ext_wall_cond: NECB_Default :fdwr_set: NECB_Default :fixed_wind_solar_trans: NECB_Default :fixed_window_cond: NECB_Default :furnace_eff: NECB_Default :glass_door_cond: NECB_Default :glass_door_solar_trans: NECB_Default :ground_floor_cond: NECB_Default :ground_roof_cond: NECB_Default :ground_wall_cond: NECB_Default :infiltration_scale: NECB_Default :job_id: 0b8a47fb-2fd5-49cb-8dd5-51a7f7dc8e12 :lights_scale: '1.0' :lights_type: NECB_Default :npv_discount_rate: NECB_Default :npv_end_year: NECB_Default :npv_start_year: NECB_Default :nv_delta_temp_in_out: NECB_Default :nv_opening_fraction: NECB_Default :nv_temp_out_min: NECB_Default :nv_type: NECB_Default :oa_scale: NECB_Default :occupancy_loads_scale: NECB_Default :output_meters: [] :output_variables: - frequency: hourly key: '*' operation: '*' unit: '*' variable: Zone Air Temperature - frequency: hourly key: '*' operation: sum unit: GJ variable: Lights Total Heating Energy :overhead_door_cond: NECB_Default :primary_heating_fuel: NaturalGas :pv_ground_azimuth_angle: NECB_Default :pv_ground_module_description: NECB_Default :pv_ground_tilt_angle: NECB_Default :pv_ground_total_area_pv_panels_m2: NECB_Default :pv_ground_type: NECB_Default :rotation_degrees: NECB_Default :run_annual_simulation: true :scale_x: NECB_Default :scale_y: NECB_Default :scale_z: NECB_Default :scenario: :ext_floor_cond :shw_eff: NECB_Default :shw_scale: NECB_Default :skylight_cond: NECB_Default :skylight_solar_trans: NECB_Default :srr_set: NECB_Default :template: NECB2020 | file:///C:\Users\plopez\btap_batch\output\sensitivity_example\sensitivity\runs\0b8a47fb-2fd5-49cb-8dd5-51a7f7dc8e12 | docker run --rm -v C:\Users\plopez\btap_batch\output\sensitivity_example\sensitivity\runs:/btap_costing/utilities/btap_cli/output -v C:\Users\plopez\btap_batch\output\sensitivity_example\sensitivity\runs\0b8a47fb-2fd5-49cb-8dd5-51a7f7dc8e12:/btap_costing/utilities/btap_cli/input phylroy_lopez_btap_cli bundle exec ruby btap_cli.rb | SUCCEEDED | 157.752 | 2.0718 | 0.0027186 | 0.0016441 | 43822978 | 0 | 0 | 0 | 0 | 280.2993 | 126.9414 | 511.15 | 845.2233 | 37.3 | FullServiceRestaurant |  |  | 0 | FullServiceRestaurant | 1 |  | 1 | NECB2020 | 0.35004 | 2414.6632 | 24.7499 | 243.8499 | 51.9362 | 84.3566 | 0 | 16.2621 | 0 | 616.7259 | 220.3211 | MONTREAL | QUEBEC | 0.1939 | 41.5198 | 0 | 41.7137 | 11.8133 | 11.3633 | 0 | 23.1766 | 0 | 0.051707 | 0 | 0 | 0.43525 | 0.1147 | 0.045525 | 0.63901 | 0.067182 | 0.15395 | 0.84048 | 0.0021911 | 1.2757 | 0.20147 | 42.7574 | 264.4869 | Natural Gas | 37.3 | 0.757 | [5 empty] | 0.138 | 0.24 | 1.73 |  | 0 | 0 | Montreal-Trudeau Intl AP | CAN | 323 | 4090 | 45.471 | -73.741 | 6 | 4400 | QC | CAN_QC_Montreal-Trudeau.Intl.AP.716270_CWEC2016.epw | 1.2757 | 1023.5227 | 24.7499 | 0 | 7.6253 | 17.711 | FALSE | FALSE | FALSE | TRUE | 12.385 | 16.0738 | -1 | 0 | 0 | 0 | 102.98 | 44.149 | 1.0279 | 0.023283 | 375.71 | 0.1 | 2023-08-22 13:59:55 -0400 | 8b8e2b3c9 | 0.4.0 | 1.2757 | 31.67 | 24 | 0 | 0 | 0.047943 | 6.2911e-05 | 3.8046e-05 | 1014108.6875 | 1.4407 | 0.0018905 | 0.0011433 | 30474389.5 | 0 | 0 | 0 | 0 | 121 | 0 | 0 | 0 |  | :ext_floor_cond | 0 | 0 | 0 | 0 | 0 | 0 | 0 | 0 | 0 | 0 | 0 | 0 | 0 | 0 | tier_1 | 0 | 0 | 31.67 | 24 | 2.0718 | 0.0027186 | 0.0016441 | 43822978 | 0 | 0 | 0 | 0 | 0.047943 | 6.2911e-05 | 3.8046e-05 | 1014108.6875 | 1.4407 | 0.0018905 | 0.0011433 | 30474389.5 | 0 | 0 | 0 | 0
0 | FullServiceRestaurant | NECB2020 | CAN_QC_Montreal-Trudeau.Intl.AP.716270_CWEC2016.epw | NaturalGas | NECB_Default | NECB_Default | 1 | NECB_Default | NECB_Default | NECB_Default | NECB_Default | NECB_Default | NECB_Default | NECB_Default | NECB_Default | NECB_Default | NECB_Default | NECB_Default | NECB_Default | 2.2 | NECB_Default | NECB_Default | NECB_Default | NECB_Default | NECB_Default | NECB_Default | NECB_Default | NECB_Default | NECB_Default | NECB_Default | NECB_Default | NECB_Default | NECB_Default | NECB_Default | NECB_Default | NECB_Default | NECB_Default | NECB_Default | NECB_Default | NECB_Default | NECB_Default | NECB_Default | NECB_Default | NECB_Default | NECB_Default | NECB_Default | NECB_Default | NECB_Default | NECB_Default | NECB_Default | NECB_Default | NECB_Default | NECB_Default | NECB_Default | sensitivity | 0d979ce8-a7fa-47cb-9793-f7622ef7e73c | 5afcf5d1-c030-4cdc-872e-fe91b20ee7a9 | sensitivity_example | local_docker | TRUE | 0d979ce8-a7fa-47cb-9793-f7622ef7e73c | :adv_dx_units: NECB_Default :airloop_economizer_type: NECB_Default :algorithm_type: sensitivity :analysis_id: 5afcf5d1-c030-4cdc-872e-fe91b20ee7a9 :analysis_name: sensitivity_example :baseline_system_zones_map_option: NECB_Default :boiler_eff: NECB_Default :building_type: FullServiceRestaurant :chiller_type: NECB_Default :compute_environment: local_docker :datapoint_id: 0d979ce8-a7fa-47cb-9793-f7622ef7e73c :daylighting_type: NECB_Default :dcv_type: NECB_Default :door_construction_cond: '2.2' :ecm_system_name: NECB_Default :electrical_loads_scale: NECB_Default :epw_file: CAN_QC_Montreal-Trudeau.Intl.AP.716270_CWEC2016.epw :erv_package: NECB_Default :ext_floor_cond: NECB_Default :ext_roof_cond: NECB_Default :ext_wall_cond: NECB_Default :fdwr_set: NECB_Default :fixed_wind_solar_trans: NECB_Default :fixed_window_cond: NECB_Default :furnace_eff: NECB_Default :glass_door_cond: NECB_Default :glass_door_solar_trans: NECB_Default :ground_floor_cond: NECB_Default :ground_roof_cond: NECB_Default :ground_wall_cond: NECB_Default :infiltration_scale: NECB_Default :job_id: 0d979ce8-a7fa-47cb-9793-f7622ef7e73c :lights_scale: '1.0' :lights_type: NECB_Default :npv_discount_rate: NECB_Default :npv_end_year: NECB_Default :npv_start_year: NECB_Default :nv_delta_temp_in_out: NECB_Default :nv_opening_fraction: NECB_Default :nv_temp_out_min: NECB_Default :nv_type: NECB_Default :oa_scale: NECB_Default :occupancy_loads_scale: NECB_Default :output_meters: [] :output_variables: - frequency: hourly key: '*' operation: '*' unit: '*' variable: Zone Air Temperature - frequency: hourly key: '*' operation: sum unit: GJ variable: Lights Total Heating Energy :overhead_door_cond: NECB_Default :primary_heating_fuel: NaturalGas :pv_ground_azimuth_angle: NECB_Default :pv_ground_module_description: NECB_Default :pv_ground_tilt_angle: NECB_Default :pv_ground_total_area_pv_panels_m2: NECB_Default :pv_ground_type: NECB_Default :rotation_degrees: NECB_Default :run_annual_simulation: true :scale_x: NECB_Default :scale_y: NECB_Default :scale_z: NECB_Default :scenario: :door_construction_cond :shw_eff: NECB_Default :shw_scale: NECB_Default :skylight_cond: NECB_Default :skylight_solar_trans: NECB_Default :srr_set: NECB_Default :template: NECB2020 | file:///C:\Users\plopez\btap_batch\output\sensitivity_example\sensitivity\runs\0d979ce8-a7fa-47cb-9793-f7622ef7e73c | docker run --rm -v C:\Users\plopez\btap_batch\output\sensitivity_example\sensitivity\runs:/btap_costing/utilities/btap_cli/output -v C:\Users\plopez\btap_batch\output\sensitivity_example\sensitivity\runs\0d979ce8-a7fa-47cb-9793-f7622ef7e73c:/btap_costing/utilities/btap_cli/input phylroy_lopez_btap_cli bundle exec ruby btap_cli.rb | SUCCEEDED | 146.0142 | 2.0718 | 0.0027186 | 0.0016441 | 43822978 | 0 | 0 | 0 | 0 | 280.2993 | 126.9414 | 511.15 | 845.2233 | 37.3 | FullServiceRestaurant |  |  | 0 | FullServiceRestaurant | 1 |  | 1 | NECB2020 | 0.35004 | 2414.6632 | 24.7499 | 243.8499 | 51.9362 | 84.3566 | 0 | 16.2621 | 0 | 616.7259 | 220.3211 | MONTREAL | QUEBEC | 0.1939 | 41.5198 | 0 | 41.7137 | 11.8133 | 11.3633 | 0 | 23.1766 | 0 | 0.051707 | 0 | 0 | 0.43525 | 0.1147 | 0.045525 | 0.63901 | 0.067182 | 0.15395 | 0.84048 | 0.0021911 | 1.2757 | 0.20147 | 42.7574 | 264.4869 | Natural Gas | 37.3 | 0.757 | [5 empty] | 0.138 | 0.24 | 1.73 |  | 0 | 0 | Montreal-Trudeau Intl AP | CAN | 323 | 4090 | 45.471 | -73.741 | 6 | 4400 | QC | CAN_QC_Montreal-Trudeau.Intl.AP.716270_CWEC2016.epw | 1.2757 | 1023.5227 | 24.7499 | 0 | 7.6253 | 17.711 | FALSE | FALSE | FALSE | TRUE | 12.385 | 16.0738 | -1 | 0 | 0 | 0 | 102.98 | 44.149 | 1.0279 | 0.023283 | 375.71 | 0.1 | 2023-08-22 14:02:28 -0400 | 8b8e2b3c9 | 0.4.0 | 1.2757 | 31.67 | 24 | 0 | 0 | 0.047943 | 6.2911e-05 | 3.8046e-05 | 1014108.6875 | 1.4407 | 0.0018905 | 0.0011433 | 30474389.5 | 0 | 0 | 0 | 0 | 121 | 0 | 0 | 0 |  | :door_construction_cond | 0 | 0 | 0 | 0 | 0 | 0 | 0 | 0 | 0 | 0 | 0 | 0 | 0 | 0 | tier_1 | 0 | 0 | 31.67 | 24 | 2.0718 | 0.0027186 | 0.0016441 | 43822978 | 0 | 0 | 0 | 0 | 0.047943 | 6.2911e-05 | 3.8046e-05 | 1014108.6875 | 1.4407 | 0.0018905 | 0.0011433 | 30474389.5 | 0 | 0 | 0 | 0
0 | FullServiceRestaurant | NECB2020 | CAN_QC_Montreal-Trudeau.Intl.AP.716270_CWEC2016.epw | NaturalGas | NECB_Default | NECB_Default | 1 | NECB_Default | NECB_Default | NECB_Default | NECB_Default | NECB_Default | NECB_Default | NECB_Default | NECB_Default | NECB_Default | NECB_Default | NECB_Default | NECB_Default | NECB_Default | NECB_Default | NECB_Default | NECB_Default | NECB_Default | NECB_Default | NECB_Default | NECB_Default | NECB_Default | NECB_Default | NECB_Default | NECB_Default | NECB_Default | NECB_Default | NECB_Default | NECB_Default | NECB_Default | NECB_Default | NECB_Default | NECB_Default | NECB_Default | NECB_Default | NECB_Default | NECB_Default | NECB_Default | NECB_Default | NECB_Default | NECB_Default | NECB_Default | NECB_Default | NECB_Default | NECB_Default | NECB_Default | NECB_Default | NECB_Default | sensitivity | 1ac97ce9-f8be-4e66-a321-d6fb69a31225 | 5afcf5d1-c030-4cdc-872e-fe91b20ee7a9 | sensitivity_example | local_docker | TRUE | 1ac97ce9-f8be-4e66-a321-d6fb69a31225 | :adv_dx_units: NECB_Default :airloop_economizer_type: NECB_Default :algorithm_type: sensitivity :analysis_id: 5afcf5d1-c030-4cdc-872e-fe91b20ee7a9 :analysis_name: sensitivity_example :baseline_system_zones_map_option: NECB_Default :boiler_eff: NECB_Default :building_type: FullServiceRestaurant :chiller_type: NECB_Default :compute_environment: local_docker :datapoint_id: 1ac97ce9-f8be-4e66-a321-d6fb69a31225 :daylighting_type: NECB_Default :dcv_type: NECB_Default :door_construction_cond: NECB_Default :ecm_system_name: NECB_Default :electrical_loads_scale: NECB_Default :epw_file: CAN_QC_Montreal-Trudeau.Intl.AP.716270_CWEC2016.epw :erv_package: NECB_Default :ext_floor_cond: NECB_Default :ext_roof_cond: NECB_Default :ext_wall_cond: NECB_Default :fdwr_set: NECB_Default :fixed_wind_solar_trans: NECB_Default :fixed_window_cond: NECB_Default :furnace_eff: NECB_Default :glass_door_cond: NECB_Default :glass_door_solar_trans: NECB_Default :ground_floor_cond: NECB_Default :ground_roof_cond: NECB_Default :ground_wall_cond: NECB_Default :infiltration_scale: NECB_Default :job_id: 1ac97ce9-f8be-4e66-a321-d6fb69a31225 :lights_scale: '1.0' :lights_type: NECB_Default :npv_discount_rate: NECB_Default :npv_end_year: NECB_Default :npv_start_year: NECB_Default :nv_delta_temp_in_out: NECB_Default :nv_opening_fraction: NECB_Default :nv_temp_out_min: NECB_Default :nv_type: NECB_Default :oa_scale: NECB_Default :occupancy_loads_scale: NECB_Default :output_meters: [] :output_variables: - frequency: hourly key: '*' operation: '*' unit: '*' variable: Zone Air Temperature - frequency: hourly key: '*' operation: sum unit: GJ variable: Lights Total Heating Energy :overhead_door_cond: NECB_Default :primary_heating_fuel: NaturalGas :pv_ground_azimuth_angle: NECB_Default :pv_ground_module_description: NECB_Default :pv_ground_tilt_angle: NECB_Default :pv_ground_total_area_pv_panels_m2: NECB_Default :pv_ground_type: NECB_Default :rotation_degrees: NECB_Default :run_annual_simulation: true :scale_x: NECB_Default :scale_y: NECB_Default :scale_z: NECB_Default :scenario: :pv_ground_type :shw_eff: NECB_Default :shw_scale: NECB_Default :skylight_cond: NECB_Default :skylight_solar_trans: NECB_Default :srr_set: NECB_Default :template: NECB2020 | file:///C:\Users\plopez\btap_batch\output\sensitivity_example\sensitivity\runs\1ac97ce9-f8be-4e66-a321-d6fb69a31225 | docker run --rm -v C:\Users\plopez\btap_batch\output\sensitivity_example\sensitivity\runs:/btap_costing/utilities/btap_cli/output -v C:\Users\plopez\btap_batch\output\sensitivity_example\sensitivity\runs\1ac97ce9-f8be-4e66-a321-d6fb69a31225:/btap_costing/utilities/btap_cli/input phylroy_lopez_btap_cli bundle exec ruby btap_cli.rb | SUCCEEDED | 125.7405 | 2.0718 | 0.0027186 | 0.0016441 | 43822978 | 0 | 0 | 0 | 0 | 280.2993 | 126.9414 | 511.15 | 845.2233 | 37.3 | FullServiceRestaurant |  |  | 0 | FullServiceRestaurant | 1 |  | 1 | NECB2020 | 0.35004 | 2414.6632 | 24.7499 | 243.8499 | 51.9362 | 84.3566 | 0 | 16.2621 | 0 | 616.7259 | 220.3211 | MONTREAL | QUEBEC | 0.1939 | 41.5198 | 0 | 41.7137 | 11.8133 | 11.3633 | 0 | 23.1766 | 0 | 0.051707 | 0 | 0 | 0.43525 | 0.1147 | 0.045525 | 0.63901 | 0.067182 | 0.15395 | 0.84048 | 0.0021911 | 1.2757 | 0.20147 | 42.7574 | 264.4869 | Natural Gas | 37.3 | 0.757 | [5 empty] | 0.138 | 0.24 | 1.73 |  | 0 | 0 | Montreal-Trudeau Intl AP | CAN | 323 | 4090 | 45.471 | -73.741 | 6 | 4400 | QC | CAN_QC_Montreal-Trudeau.Intl.AP.716270_CWEC2016.epw | 1.2757 | 1023.5227 | 24.7499 | 0 | 7.6253 | 17.711 | FALSE | FALSE | FALSE | TRUE | 12.385 | 16.0738 | -1 | 0 | 0 | 0 | 102.98 | 44.149 | 1.0279 | 0.023283 | 375.71 | 0.1 | 2023-08-22 14:04:32 -0400 | 8b8e2b3c9 | 0.4.0 | 1.2757 | 31.67 | 24 | 0 | 0 | 0.047943 | 6.2911e-05 | 3.8046e-05 | 1014108.6875 | 1.4407 | 0.0018905 | 0.0011433 | 30474389.5 | 0 | 0 | 0 | 0 | 121 | 0 | 0 | 0 |  | :pv_ground_type | 0 | 0 | 0 | 0 | 0 | 0 | 0 | 0 | 0 | 0 | 0 | 0 | 0 | 0 | tier_1 | 0 | 0 | 31.67 | 24 | 2.0718 | 0.0027186 | 0.0016441 | 43822978 | 0 | 0 | 0 | 0 | 0.047943 | 6.2911e-05 | 3.8046e-05 | 1014108.6875 | 1.4407 | 0.0018905 | 0.0011433 | 30474389.5 | 0 | 0 | 0 | 0
0 | FullServiceRestaurant | NECB2020 | CAN_QC_Montreal-Trudeau.Intl.AP.716270_CWEC2016.epw | NaturalGas | NECB_Default | NECB_Default | 1 | NECB_Default | NECB_Default | NECB_Default | NECB_Default | NECB_Default | NECB_Default | NECB_Default | NECB_Default | NECB_Default | NECB_Default | NECB_Default | NECB_Default | NECB_Default | NECB_Default | NECB_Default | NECB_Default | NECB_Default | NECB_Default | NECB_Default | NECB_Default | NECB_Default | NECB_Default | NECB_Default | NECB_Default | NECB_Default | NECB_Default | NECB_Default | NECB_Default | NECB_Default | NECB_Default | NECB_Default | NECB_Default | NECB_Default | NECB_Default | NECB_Default | NECB_Default | NECB_Default | NECB_Default | NECB_Default | NECB_Default | NECB_Default | NECB_Default | NECB_Default | NECB_Default | NECB_Default | NECB_Default | NECB_Default | sensitivity | 1d20bcb2-a2c4-44e1-86d7-ff400153b184 | 5afcf5d1-c030-4cdc-872e-fe91b20ee7a9 | sensitivity_example | local_docker | TRUE | 1d20bcb2-a2c4-44e1-86d7-ff400153b184 | :adv_dx_units: NECB_Default :airloop_economizer_type: NECB_Default :algorithm_type: sensitivity :analysis_id: 5afcf5d1-c030-4cdc-872e-fe91b20ee7a9 :analysis_name: sensitivity_example :baseline_system_zones_map_option: NECB_Default :boiler_eff: NECB_Default :building_type: FullServiceRestaurant :chiller_type: NECB_Default :compute_environment: local_docker :datapoint_id: 1d20bcb2-a2c4-44e1-86d7-ff400153b184 :daylighting_type: NECB_Default :dcv_type: NECB_Default :door_construction_cond: NECB_Default :ecm_system_name: NECB_Default :electrical_loads_scale: NECB_Default :epw_file: CAN_QC_Montreal-Trudeau.Intl.AP.716270_CWEC2016.epw :erv_package: NECB_Default :ext_floor_cond: NECB_Default :ext_roof_cond: NECB_Default :ext_wall_cond: NECB_Default :fdwr_set: NECB_Default :fixed_wind_solar_trans: NECB_Default :fixed_window_cond: NECB_Default :furnace_eff: NECB_Default :glass_door_cond: NECB_Default :glass_door_solar_trans: NECB_Default :ground_floor_cond: NECB_Default :ground_roof_cond: NECB_Default :ground_wall_cond: NECB_Default :infiltration_scale: NECB_Default :job_id: 1d20bcb2-a2c4-44e1-86d7-ff400153b184 :lights_scale: '1.0' :lights_type: NECB_Default :npv_discount_rate: NECB_Default :npv_end_year: NECB_Default :npv_start_year: NECB_Default :nv_delta_temp_in_out: NECB_Default :nv_opening_fraction: NECB_Default :nv_temp_out_min: NECB_Default :nv_type: NECB_Default :oa_scale: NECB_Default :occupancy_loads_scale: NECB_Default :output_meters: [] :output_variables: - frequency: hourly key: '*' operation: '*' unit: '*' variable: Zone Air Temperature - frequency: hourly key: '*' operation: sum unit: GJ variable: Lights Total Heating Energy :overhead_door_cond: NECB_Default :primary_heating_fuel: NaturalGas :pv_ground_azimuth_angle: NECB_Default :pv_ground_module_description: NECB_Default :pv_ground_tilt_angle: NECB_Default :pv_ground_total_area_pv_panels_m2: NECB_Default :pv_ground_type: NECB_Default :rotation_degrees: NECB_Default :run_annual_simulation: true :scale_x: NECB_Default :scale_y: NECB_Default :scale_z: NECB_Default :scenario: :baseline_system_zones_map_option :shw_eff: NECB_Default :shw_scale: NECB_Default :skylight_cond: NECB_Default :skylight_solar_trans: NECB_Default :srr_set: NECB_Default :template: NECB2020 | file:///C:\Users\plopez\btap_batch\output\sensitivity_example\sensitivity\runs\1d20bcb2-a2c4-44e1-86d7-ff400153b184 | docker run --rm -v C:\Users\plopez\btap_batch\output\sensitivity_example\sensitivity\runs:/btap_costing/utilities/btap_cli/output -v C:\Users\plopez\btap_batch\output\sensitivity_example\sensitivity\runs\1d20bcb2-a2c4-44e1-86d7-ff400153b184:/btap_costing/utilities/btap_cli/input phylroy_lopez_btap_cli bundle exec ruby btap_cli.rb | SUCCEEDED | 127.4702 | 2.0718 | 0.0027186 | 0.0016441 | 43822978 | 0 | 0 | 0 | 0 | 280.2993 | 126.9414 | 511.15 | 845.2233 | 37.3 | FullServiceRestaurant |  |  | 0 | FullServiceRestaurant | 1 |  | 1 | NECB2020 | 0.35004 | 2414.6632 | 24.7499 | 243.8499 | 51.9362 | 84.3566 | 0 | 16.2621 | 0 | 616.7259 | 220.3211 | MONTREAL | QUEBEC | 0.1939 | 41.5198 | 0 | 41.7137 | 11.8133 | 11.3633 | 0 | 23.1766 | 0 | 0.051707 | 0 | 0 | 0.43525 | 0.1147 | 0.045525 | 0.63901 | 0.067182 | 0.15395 | 0.84048 | 0.0021911 | 1.2757 | 0.20147 | 42.7574 | 264.4869 | Natural Gas | 37.3 | 0.757 | [5 empty] | 0.138 | 0.24 | 1.73 |  | 0 | 0 | Montreal-Trudeau Intl AP | CAN | 323 | 4090 | 45.471 | -73.741 | 6 | 4400 | QC | CAN_QC_Montreal-Trudeau.Intl.AP.716270_CWEC2016.epw | 1.2757 | 1023.5227 | 24.7499 | 0 | 7.6253 | 17.711 | FALSE | FALSE | FALSE | TRUE | 12.385 | 16.0738 | -1 | 0 | 0 | 0 | 102.98 | 44.149 | 1.0279 | 0.023283 | 375.71 | 0.1 | 2023-08-22 14:04:37 -0400 | 8b8e2b3c9 | 0.4.0 | 1.2757 | 31.67 | 24 | 0 | 0 | 0.047943 | 6.2911e-05 | 3.8046e-05 | 1014108.6875 | 1.4407 | 0.0018905 | 0.0011433 | 30474389.5 | 0 | 0 | 0 | 0 | 121 | 0 | 0 | 0 |  | :baseline_system_zones_map_option | 0 | 0 | 0 | 0 | 0 | 0 | 0 | 0 | 0 | 0 | 0 | 0 | 0 | 0 | tier_1 | 0 | 0 | 31.67 | 24 | 2.0718 | 0.0027186 | 0.0016441 | 43822978 | 0 | 0 | 0 | 0 | 0.047943 | 6.2911e-05 | 3.8046e-05 | 1014108.6875 | 1.4407 | 0.0018905 | 0.0011433 | 30474389.5 | 0 | 0 | 0 | 0
0 | FullServiceRestaurant | NECB2020 | CAN_QC_Montreal-Trudeau.Intl.AP.716270_CWEC2016.epw | NaturalGas | NECB_Default | NECB_Default | 1 | NECB_Default | NECB_Default | NECB_Default | NECB_Default | NECB_Default | NECB_Default | NECB_Default | NECB_Default | NECB_Default | 0.379 | NECB_Default | NECB_Default | NECB_Default | NECB_Default | NECB_Default | NECB_Default | NECB_Default | NECB_Default | NECB_Default | NECB_Default | NECB_Default | NECB_Default | NECB_Default | NECB_Default | NECB_Default | NECB_Default | NECB_Default | NECB_Default | NECB_Default | NECB_Default | NECB_Default | NECB_Default | NECB_Default | NECB_Default | NECB_Default | NECB_Default | NECB_Default | NECB_Default | NECB_Default | NECB_Default | NECB_Default | NECB_Default | NECB_Default | NECB_Default | NECB_Default | NECB_Default | NECB_Default | sensitivity | 1f49ce57-a11d-4f24-a347-25e37398381b | 5afcf5d1-c030-4cdc-872e-fe91b20ee7a9 | sensitivity_example | local_docker | TRUE | 1f49ce57-a11d-4f24-a347-25e37398381b | :adv_dx_units: NECB_Default :airloop_economizer_type: NECB_Default :algorithm_type: sensitivity :analysis_id: 5afcf5d1-c030-4cdc-872e-fe91b20ee7a9 :analysis_name: sensitivity_example :baseline_system_zones_map_option: NECB_Default :boiler_eff: NECB_Default :building_type: FullServiceRestaurant :chiller_type: NECB_Default :compute_environment: local_docker :datapoint_id: 1f49ce57-a11d-4f24-a347-25e37398381b :daylighting_type: NECB_Default :dcv_type: NECB_Default :door_construction_cond: NECB_Default :ecm_system_name: NECB_Default :electrical_loads_scale: NECB_Default :epw_file: CAN_QC_Montreal-Trudeau.Intl.AP.716270_CWEC2016.epw :erv_package: NECB_Default :ext_floor_cond: NECB_Default :ext_roof_cond: NECB_Default :ext_wall_cond: NECB_Default :fdwr_set: NECB_Default :fixed_wind_solar_trans: NECB_Default :fixed_window_cond: NECB_Default :furnace_eff: NECB_Default :glass_door_cond: NECB_Default :glass_door_solar_trans: NECB_Default :ground_floor_cond: NECB_Default :ground_roof_cond: NECB_Default :ground_wall_cond: '0.379' :infiltration_scale: NECB_Default :job_id: 1f49ce57-a11d-4f24-a347-25e37398381b :lights_scale: '1.0' :lights_type: NECB_Default :npv_discount_rate: NECB_Default :npv_end_year: NECB_Default :npv_start_year: NECB_Default :nv_delta_temp_in_out: NECB_Default :nv_opening_fraction: NECB_Default :nv_temp_out_min: NECB_Default :nv_type: NECB_Default :oa_scale: NECB_Default :occupancy_loads_scale: NECB_Default :output_meters: [] :output_variables: - frequency: hourly key: '*' operation: '*' unit: '*' variable: Zone Air Temperature - frequency: hourly key: '*' operation: sum unit: GJ variable: Lights Total Heating Energy :overhead_door_cond: NECB_Default :primary_heating_fuel: NaturalGas :pv_ground_azimuth_angle: NECB_Default :pv_ground_module_description: NECB_Default :pv_ground_tilt_angle: NECB_Default :pv_ground_total_area_pv_panels_m2: NECB_Default :pv_ground_type: NECB_Default :rotation_degrees: NECB_Default :run_annual_simulation: true :scale_x: NECB_Default :scale_y: NECB_Default :scale_z: NECB_Default :scenario: :ground_wall_cond :shw_eff: NECB_Default :shw_scale: NECB_Default :skylight_cond: NECB_Default :skylight_solar_trans: NECB_Default :srr_set: NECB_Default :template: NECB2020 | file:///C:\Users\plopez\btap_batch\output\sensitivity_example\sensitivity\runs\1f49ce57-a11d-4f24-a347-25e37398381b | docker run --rm -v C:\Users\plopez\btap_batch\output\sensitivity_example\sensitivity\runs:/btap_costing/utilities/btap_cli/output -v C:\Users\plopez\btap_batch\output\sensitivity_example\sensitivity\runs\1f49ce57-a11d-4f24-a347-25e37398381b:/btap_costing/utilities/btap_cli/input phylroy_lopez_btap_cli bundle exec ruby btap_cli.rb | SUCCEEDED | 139.8783 | 2.0718 | 0.0027186 | 0.0016441 | 43822978 | 0 | 0 | 0 | 0 | 280.2993 | 126.9414 | 511.15 | 845.2233 | 37.3 | FullServiceRestaurant |  |  | 0 | FullServiceRestaurant | 1 |  | 1 | NECB2020 | 0.35004 | 2414.6632 | 24.7499 | 243.8499 | 51.9362 | 84.3566 | 0 | 16.2621 | 0 | 616.7259 | 220.3211 | MONTREAL | QUEBEC | 0.1939 | 41.5198 | 0 | 41.7137 | 11.8133 | 11.3633 | 0 | 23.1766 | 0 | 0.051707 | 0 | 0 | 0.43525 | 0.1147 | 0.045525 | 0.63901 | 0.067182 | 0.15395 | 0.84048 | 0.0021911 | 1.2757 | 0.20147 | 42.7574 | 264.4869 | Natural Gas | 37.3 | 0.757 | [5 empty] | 0.138 | 0.24 | 1.73 |  | 0 | 0 | Montreal-Trudeau Intl AP | CAN | 323 | 4090 | 45.471 | -73.741 | 6 | 4400 | QC | CAN_QC_Montreal-Trudeau.Intl.AP.716270_CWEC2016.epw | 1.2757 | 1023.5227 | 24.7499 | 0 | 7.6253 | 17.711 | FALSE | FALSE | FALSE | TRUE | 12.385 | 16.0738 | -1 | 0 | 0 | 0 | 102.98 | 44.149 | 1.0279 | 0.023283 | 375.71 | 0.1 | 2023-08-22 14:02:09 -0400 | 8b8e2b3c9 | 0.4.0 | 1.2757 | 31.67 | 24 | 0 | 0 | 0.047943 | 6.2911e-05 | 3.8046e-05 | 1014108.6875 | 1.4407 | 0.0018905 | 0.0011433 | 30474389.5 | 0 | 0 | 0 | 0 | 121 | 0 | 0 | 0 |  | :ground_wall_cond | 0 | 0 | 0 | 0 | 0 | 0 | 0 | 0 | 0 | 0 | 0 | 0 | 0 | 0 | tier_1 | 0 | 0 | 31.67 | 24 | 2.0718 | 0.0027186 | 0.0016441 | 43822978 | 0 | 0 | 0 | 0 | 0.047943 | 6.2911e-05 | 3.8046e-05 | 1014108.6875 | 1.4407 | 0.0018905 | 0.0011433 | 30474389.5 | 0 | 0 | 0 | 0
0 | FullServiceRestaurant | NECB2020 | CAN_QC_Montreal-Trudeau.Intl.AP.716270_CWEC2016.epw | NaturalGas | NECB_Default | NECB_Default | 1 | NECB_Default | NECB_Default | NECB_Default | NECB_Default | NECB_Default | NECB_Default | NECB_Default | NECB_Default | NECB_Default | NECB_Default | NECB_Default | NECB_Default | NECB_Default | NECB_Default | NECB_Default | NECB_Default | NECB_Default | NECB_Default | NECB_Default | NECB_Default | NECB_Default | NECB_Default | NECB_Default | NECB_Default | NECB_Default | NECB_Default | NECB_Default | NECB_Default | NECB_Default | NECB_Default | NECB_Default | Lennox Model L Ultra High Efficiency | NECB_Default | NECB_Default | NECB_Default | NECB_Default | NECB_Default | NECB_Default | NECB_Default | NECB_Default | NECB_Default | NECB_Default | NECB_Default | NECB_Default | NECB_Default | NECB_Default | NECB_Default | sensitivity | 23bcb886-976e-4b63-9302-49978746d52d | 5afcf5d1-c030-4cdc-872e-fe91b20ee7a9 | sensitivity_example | local_docker | TRUE | 23bcb886-976e-4b63-9302-49978746d52d | :adv_dx_units: Lennox Model L Ultra High Efficiency :airloop_economizer_type: NECB_Default :algorithm_type: sensitivity :analysis_id: 5afcf5d1-c030-4cdc-872e-fe91b20ee7a9 :analysis_name: sensitivity_example :baseline_system_zones_map_option: NECB_Default :boiler_eff: NECB_Default :building_type: FullServiceRestaurant :chiller_type: NECB_Default :compute_environment: local_docker :datapoint_id: 23bcb886-976e-4b63-9302-49978746d52d :daylighting_type: NECB_Default :dcv_type: NECB_Default :door_construction_cond: NECB_Default :ecm_system_name: NECB_Default :electrical_loads_scale: NECB_Default :epw_file: CAN_QC_Montreal-Trudeau.Intl.AP.716270_CWEC2016.epw :erv_package: NECB_Default :ext_floor_cond: NECB_Default :ext_roof_cond: NECB_Default :ext_wall_cond: NECB_Default :fdwr_set: NECB_Default :fixed_wind_solar_trans: NECB_Default :fixed_window_cond: NECB_Default :furnace_eff: NECB_Default :glass_door_cond: NECB_Default :glass_door_solar_trans: NECB_Default :ground_floor_cond: NECB_Default :ground_roof_cond: NECB_Default :ground_wall_cond: NECB_Default :infiltration_scale: NECB_Default :job_id: 23bcb886-976e-4b63-9302-49978746d52d :lights_scale: '1.0' :lights_type: NECB_Default :npv_discount_rate: NECB_Default :npv_end_year: NECB_Default :npv_start_year: NECB_Default :nv_delta_temp_in_out: NECB_Default :nv_opening_fraction: NECB_Default :nv_temp_out_min: NECB_Default :nv_type: NECB_Default :oa_scale: NECB_Default :occupancy_loads_scale: NECB_Default :output_meters: [] :output_variables: - frequency: hourly key: '*' operation: '*' unit: '*' variable: Zone Air Temperature - frequency: hourly key: '*' operation: sum unit: GJ variable: Lights Total Heating Energy :overhead_door_cond: NECB_Default :primary_heating_fuel: NaturalGas :pv_ground_azimuth_angle: NECB_Default :pv_ground_module_description: NECB_Default :pv_ground_tilt_angle: NECB_Default :pv_ground_total_area_pv_panels_m2: NECB_Default :pv_ground_type: NECB_Default :rotation_degrees: NECB_Default :run_annual_simulation: true :scale_x: NECB_Default :scale_y: NECB_Default :scale_z: NECB_Default :scenario: :adv_dx_units :shw_eff: NECB_Default :shw_scale: NECB_Default :skylight_cond: NECB_Default :skylight_solar_trans: NECB_Default :srr_set: NECB_Default :template: NECB2020 | file:///C:\Users\plopez\btap_batch\output\sensitivity_example\sensitivity\runs\23bcb886-976e-4b63-9302-49978746d52d | docker run --rm -v C:\Users\plopez\btap_batch\output\sensitivity_example\sensitivity\runs:/btap_costing/utilities/btap_cli/output -v C:\Users\plopez\btap_batch\output\sensitivity_example\sensitivity\runs\23bcb886-976e-4b63-9302-49978746d52d:/btap_costing/utilities/btap_cli/input phylroy_lopez_btap_cli bundle exec ruby btap_cli.rb | SUCCEEDED | 127.7029 | 2.0713 | 0.0027181 | 0.0016437 | 43813998 | 0 | 0 | 0 | 0 | 277.5115 | 126.9469 | 511.15 | 845.2233 | 37.3 | FullServiceRestaurant |  |  | 0 | FullServiceRestaurant | 1 |  | 1 | NECB2020 | 0.35004 | 2414.6632 | 22.5067 | 243.8499 | 51.9362 | 84.3566 | 0 | 16.2621 | 0 | 627.1202 | 230.7154 | MONTREAL | QUEBEC | 0.18943 | 41.5198 | 0 | 41.7092 | 11.5409 | 11.3633 | 0 | 22.9042 | 0 | 0.041651 | 0 | 0 | 0.42522 | 0.11472 | 0.045525 | 0.63901 | 0.067182 | 0.15395 | 0.84048 | 0.0021911 | 1.2657 | 0.20147 | 40.5143 | 264.4869 | Natural Gas | 37.3 | 0.757 | [5 empty] | 0.138 | 0.24 | 1.73 |  | 0 | 0 | Montreal-Trudeau Intl AP | CAN | 323 | 4090 | 45.471 | -73.741 | 6 | 4400 | QC | CAN_QC_Montreal-Trudeau.Intl.AP.716270_CWEC2016.epw | 1.2657 | 1029.7052 | 22.5067 | 0 | 7.6253 | 17.711 | FALSE | FALSE | FALSE | TRUE | 12.385 | 16.0738 | -1 | 0 | 0 | 0 | 102.98 | 44.149 | 1.0279 | 0.023283 | 375.71 | 0.1 | 2023-08-22 14:04:37 -0400 | 8b8e2b3c9 | 0.4.0 | 1.2657 | 29 | 22 | 0 | 0 | 0.047943 | 6.2911e-05 | 3.8046e-05 | 1014108.6875 | 1.4404 | 0.0018901 | 0.0011431 | 30468145.5 | 0 | 0 | 0 | 0 | 120 | 0 | 0 | 0 |  | :adv_dx_units | 0.3 | 0 | 0 | 0 | 0 | 0 | 0 | 0 | 0 | 0 | -10.4 | -10.4 | 5.2 | 0.8 | tier_1 | 0 | -6.2 | 31.67 | 24 | 2.0718 | 0.0027186 | 0.0016441 | 43822978 | 0 | 0 | 0 | 0 | 0.047943 | 6.2911e-05 | 3.8046e-05 | 1014108.6875 | 1.4407 | 0.0018905 | 0.0011433 | 30474389.5 | 0 | 0 | 0 | 0
0 | FullServiceRestaurant | NECB2020 | CAN_QC_Montreal-Trudeau.Intl.AP.716270_CWEC2016.epw | NaturalGas | NECB_Default | NECB_Default | 1 | NECB_Default | NECB_Default | NECB_Default | NECB_Default | NECB_Default | NECB_Default | NECB_Default | NECB_Default | 0.121 | NECB_Default | NECB_Default | NECB_Default | NECB_Default | NECB_Default | NECB_Default | NECB_Default | NECB_Default | NECB_Default | NECB_Default | NECB_Default | NECB_Default | NECB_Default | NECB_Default | NECB_Default | NECB_Default | NECB_Default | NECB_Default | NECB_Default | NECB_Default | NECB_Default | NECB_Default | NECB_Default | NECB_Default | NECB_Default | NECB_Default | NECB_Default | NECB_Default | NECB_Default | NECB_Default | NECB_Default | NECB_Default | NECB_Default | NECB_Default | NECB_Default | NECB_Default | NECB_Default | NECB_Default | sensitivity | 265cd2a2-3747-49eb-af58-d8418cd7af89 | 5afcf5d1-c030-4cdc-872e-fe91b20ee7a9 | sensitivity_example | local_docker | TRUE | 265cd2a2-3747-49eb-af58-d8418cd7af89 | :adv_dx_units: NECB_Default :airloop_economizer_type: NECB_Default :algorithm_type: sensitivity :analysis_id: 5afcf5d1-c030-4cdc-872e-fe91b20ee7a9 :analysis_name: sensitivity_example :baseline_system_zones_map_option: NECB_Default :boiler_eff: NECB_Default :building_type: FullServiceRestaurant :chiller_type: NECB_Default :compute_environment: local_docker :datapoint_id: 265cd2a2-3747-49eb-af58-d8418cd7af89 :daylighting_type: NECB_Default :dcv_type: NECB_Default :door_construction_cond: NECB_Default :ecm_system_name: NECB_Default :electrical_loads_scale: NECB_Default :epw_file: CAN_QC_Montreal-Trudeau.Intl.AP.716270_CWEC2016.epw :erv_package: NECB_Default :ext_floor_cond: NECB_Default :ext_roof_cond: '0.121' :ext_wall_cond: NECB_Default :fdwr_set: NECB_Default :fixed_wind_solar_trans: NECB_Default :fixed_window_cond: NECB_Default :furnace_eff: NECB_Default :glass_door_cond: NECB_Default :glass_door_solar_trans: NECB_Default :ground_floor_cond: NECB_Default :ground_roof_cond: NECB_Default :ground_wall_cond: NECB_Default :infiltration_scale: NECB_Default :job_id: 265cd2a2-3747-49eb-af58-d8418cd7af89 :lights_scale: '1.0' :lights_type: NECB_Default :npv_discount_rate: NECB_Default :npv_end_year: NECB_Default :npv_start_year: NECB_Default :nv_delta_temp_in_out: NECB_Default :nv_opening_fraction: NECB_Default :nv_temp_out_min: NECB_Default :nv_type: NECB_Default :oa_scale: NECB_Default :occupancy_loads_scale: NECB_Default :output_meters: [] :output_variables: - frequency: hourly key: '*' operation: '*' unit: '*' variable: Zone Air Temperature - frequency: hourly key: '*' operation: sum unit: GJ variable: Lights Total Heating Energy :overhead_door_cond: NECB_Default :primary_heating_fuel: NaturalGas :pv_ground_azimuth_angle: NECB_Default :pv_ground_module_description: NECB_Default :pv_ground_tilt_angle: NECB_Default :pv_ground_total_area_pv_panels_m2: NECB_Default :pv_ground_type: NECB_Default :rotation_degrees: NECB_Default :run_annual_simulation: true :scale_x: NECB_Default :scale_y: NECB_Default :scale_z: NECB_Default :scenario: :ext_roof_cond :shw_eff: NECB_Default :shw_scale: NECB_Default :skylight_cond: NECB_Default :skylight_solar_trans: NECB_Default :srr_set: NECB_Default :template: NECB2020 | file:///C:\Users\plopez\btap_batch\output\sensitivity_example\sensitivity\runs\265cd2a2-3747-49eb-af58-d8418cd7af89 | docker run --rm -v C:\Users\plopez\btap_batch\output\sensitivity_example\sensitivity\runs:/btap_costing/utilities/btap_cli/output -v C:\Users\plopez\btap_batch\output\sensitivity_example\sensitivity\runs\265cd2a2-3747-49eb-af58-d8418cd7af89:/btap_costing/utilities/btap_cli/input phylroy_lopez_btap_cli bundle exec ruby btap_cli.rb | SUCCEEDED | 140.733 | 2.0722 | 0.0027192 | 0.0016444 | 43832118 | 0 | 0 | 0 | 0 | 278.9842 | 125.9252 | 511.15 | 845.2233 | 37.3 | FullServiceRestaurant |  |  | 0 | FullServiceRestaurant | 1 |  | 1 | NECB2020 | 0.35004 | 2414.6632 | 24.73 | 245.5216 | 51.8327 | 84.3566 | 0 | 16.2621 | 0 | 618.1253 | 220.1523 | MONTREAL | QUEBEC | 0.19374 | 41.3033 | 0 | 41.497 | 11.8032 | 11.304 | 0 | 23.1072 | 0 | 0.05159 | 0 | 0 | 0.43488 | 0.11455 | 0.045525 | 0.63463 | 0.067182 | 0.15395 | 0.83611 | 0.0020933 | 1.271 | 0.20149 | 42.7288 | 271.5101 | Natural Gas | 37.3 | 0.757 | [5 empty] | 0.121 | 0.24 | 1.73 |  | 0 | 0 | Montreal-Trudeau Intl AP | CAN | 323 | 4090 | 45.471 | -73.741 | 6 | 4400 | QC | CAN_QC_Montreal-Trudeau.Intl.AP.716270_CWEC2016.epw | 1.271 | 1023.6033 | 24.73 | 0 | 7.6253 | 17.711 | FALSE | FALSE | FALSE | TRUE | 12.385 | 16.0738 | -1 | 0 | 0 | 0 | 102.99 | 44.149 | 1.0279 | 0.023283 | 375.71 | 0.1 | 2023-08-22 14:02:08 -0400 | 8b8e2b3c9 | 0.4.0 | 1.271 | 32.5 | 24.5 | 0 | 0 | 0.047943 | 6.2911e-05 | 3.8046e-05 | 1014108.6875 | 1.441 | 0.0018909 | 0.0011435 | 30480745.5 | 0 | 0 | 0 | 0 | 121 | 0 | 0 | 0 |  | :ext_roof_cond | 0.1 | 0 | 0 | 0 | -1.7 | 0.1 | 0 | 0 | 0 | 0 | 0.2 | -1.4 | 0.1 | 0.4 | tier_1 | 0.5 | -0.1 | 31.67 | 24 | 2.0718 | 0.0027186 | 0.0016441 | 43822978 | 0 | 0 | 0 | 0 | 0.047943 | 6.2911e-05 | 3.8046e-05 | 1014108.6875 | 1.4407 | 0.0018905 | 0.0011433 | 30474389.5 | 0 | 0 | 0 | 0
0 | FullServiceRestaurant | NECB2020 | CAN_QC_Montreal-Trudeau.Intl.AP.716270_CWEC2016.epw | NaturalGas | NECB_Default | NECB_Default | 1 | NECB_Default | NECB_Default | NECB_Default | NECB_Default | NECB_Default | NECB_Default | NECB_Default | NECB_Default | NECB_Default | NECB_Default | 0.379 | NECB_Default | NECB_Default | NECB_Default | NECB_Default | NECB_Default | NECB_Default | NECB_Default | NECB_Default | NECB_Default | NECB_Default | NECB_Default | NECB_Default | NECB_Default | NECB_Default | NECB_Default | NECB_Default | NECB_Default | NECB_Default | NECB_Default | NECB_Default | NECB_Default | NECB_Default | NECB_Default | NECB_Default | NECB_Default | NECB_Default | NECB_Default | NECB_Default | NECB_Default | NECB_Default | NECB_Default | NECB_Default | NECB_Default | NECB_Default | NECB_Default | NECB_Default | sensitivity | 285effa5-c1fe-45f2-9920-2f58aa791fc6 | 5afcf5d1-c030-4cdc-872e-fe91b20ee7a9 | sensitivity_example | local_docker | TRUE | 285effa5-c1fe-45f2-9920-2f58aa791fc6 | :adv_dx_units: NECB_Default :airloop_economizer_type: NECB_Default :algorithm_type: sensitivity :analysis_id: 5afcf5d1-c030-4cdc-872e-fe91b20ee7a9 :analysis_name: sensitivity_example :baseline_system_zones_map_option: NECB_Default :boiler_eff: NECB_Default :building_type: FullServiceRestaurant :chiller_type: NECB_Default :compute_environment: local_docker :datapoint_id: 285effa5-c1fe-45f2-9920-2f58aa791fc6 :daylighting_type: NECB_Default :dcv_type: NECB_Default :door_construction_cond: NECB_Default :ecm_system_name: NECB_Default :electrical_loads_scale: NECB_Default :epw_file: CAN_QC_Montreal-Trudeau.Intl.AP.716270_CWEC2016.epw :erv_package: NECB_Default :ext_floor_cond: NECB_Default :ext_roof_cond: NECB_Default :ext_wall_cond: NECB_Default :fdwr_set: NECB_Default :fixed_wind_solar_trans: NECB_Default :fixed_window_cond: NECB_Default :furnace_eff: NECB_Default :glass_door_cond: NECB_Default :glass_door_solar_trans: NECB_Default :ground_floor_cond: '0.379' :ground_roof_cond: NECB_Default :ground_wall_cond: NECB_Default :infiltration_scale: NECB_Default :job_id: 285effa5-c1fe-45f2-9920-2f58aa791fc6 :lights_scale: '1.0' :lights_type: NECB_Default :npv_discount_rate: NECB_Default :npv_end_year: NECB_Default :npv_start_year: NECB_Default :nv_delta_temp_in_out: NECB_Default :nv_opening_fraction: NECB_Default :nv_temp_out_min: NECB_Default :nv_type: NECB_Default :oa_scale: NECB_Default :occupancy_loads_scale: NECB_Default :output_meters: [] :output_variables: - frequency: hourly key: '*' operation: '*' unit: '*' variable: Zone Air Temperature - frequency: hourly key: '*' operation: sum unit: GJ variable: Lights Total Heating Energy :overhead_door_cond: NECB_Default :primary_heating_fuel: NaturalGas :pv_ground_azimuth_angle: NECB_Default :pv_ground_module_description: NECB_Default :pv_ground_tilt_angle: NECB_Default :pv_ground_total_area_pv_panels_m2: NECB_Default :pv_ground_type: NECB_Default :rotation_degrees: NECB_Default :run_annual_simulation: true :scale_x: NECB_Default :scale_y: NECB_Default :scale_z: NECB_Default :scenario: :ground_floor_cond :shw_eff: NECB_Default :shw_scale: NECB_Default :skylight_cond: NECB_Default :skylight_solar_trans: NECB_Default :srr_set: NECB_Default :template: NECB2020 | file:///C:\Users\plopez\btap_batch\output\sensitivity_example\sensitivity\runs\285effa5-c1fe-45f2-9920-2f58aa791fc6 | docker run --rm -v C:\Users\plopez\btap_batch\output\sensitivity_example\sensitivity\runs:/btap_costing/utilities/btap_cli/output -v C:\Users\plopez\btap_batch\output\sensitivity_example\sensitivity\runs\285effa5-c1fe-45f2-9920-2f58aa791fc6:/btap_costing/utilities/btap_cli/input phylroy_lopez_btap_cli bundle exec ruby btap_cli.rb | SUCCEEDED | 146.847 | 2.0746 | 0.0027224 | 0.0016464 | 43883750 | 0 | 0 | 0 | 0 | 275.2725 | 121.469 | 511.15 | 845.2233 | 37.3 | FullServiceRestaurant |  |  | 0 | FullServiceRestaurant | 1 |  | 1 | NECB2020 | 0.35004 | 2414.6632 | 25.0359 | 246.3951 | 51.9362 | 84.3566 | 0 | 16.2621 | 0 | 623.8417 | 224.8917 | MONTREAL | QUEBEC | 0.19674 | 40.3117 | 0 | 40.5084 | 11.9859 | 11.0326 | 0 | 23.0185 | 0 | 0.055502 | 0 | 0 | 0.44161 | 0.11746 | 0.045525 | 0.61454 | 0.067182 | 0.15395 | 0.81602 | 0.0019955 | 1.2576 | 0.20149 | 43.166 | 263.2059 | Natural Gas | 37.3 | 0.379 | [5 empty] | 0.138 | 0.24 | 1.73 |  | 0 | 0 | Montreal-Trudeau Intl AP | CAN | 323 | 4090 | 45.471 | -73.741 | 6 | 4400 | QC | CAN_QC_Montreal-Trudeau.Intl.AP.716270_CWEC2016.epw | 1.2576 | 1026.7868 | 25.0359 | 0 | 7.6253 | 17.711 | FALSE | FALSE | FALSE | TRUE | 12.385 | 16.0738 | -1 | 0 | 0 | 0 | 102.99 | 44.149 | 1.0279 | 0.023283 | 375.71 | 0.1 | 2023-08-22 14:02:22 -0400 | 8b8e2b3c9 | 0.4.0 | 1.2576 | 27 | 19 | 0 | 0 | 0.047943 | 6.2911e-05 | 3.8046e-05 | 1014108.6875 | 1.4427 | 0.0018931 | 0.0011449 | 30516651.5 | 0 | 0 | 0 | 0 | 121 | 0 | 0 | 0 |  | :ground_floor_cond | 0.2 | 0 | 0 | 0 | -2.5 | 0 | 0 | 0 | 0 | 0 | -4.6 | -7.1 | -1 | 1.4 | tier_1 | 2.9 | -3.3 | 31.67 | 24 | 2.0718 | 0.0027186 | 0.0016441 | 43822978 | 0 | 0 | 0 | 0 | 0.047943 | 6.2911e-05 | 3.8046e-05 | 1014108.6875 | 1.4407 | 0.0018905 | 0.0011433 | 30474389.5 | 0 | 0 | 0 | 0
0 | FullServiceRestaurant | NECB2020 | CAN_QC_Montreal-Trudeau.Intl.AP.716270_CWEC2016.epw | NaturalGas | NECB_Default | NECB_Default | 1 | NECB_Default | NECB_Default | NECB_Default | NECB_Default | NECB_Default | NECB_Default | NECB_Default | NECB_Default | NECB_Default | NECB_Default | NECB_Default | NECB_Default | NECB_Default | NECB_Default | NECB_Default | NECB_Default | NECB_Default | NECB_Default | 0.5 | NECB_Default | NECB_Default | NECB_Default | NECB_Default | NECB_Default | NECB_Default | NECB_Default | NECB_Default | NECB_Default | NECB_Default | NECB_Default | NECB_Default | NECB_Default | NECB_Default | NECB_Default | NECB_Default | NECB_Default | NECB_Default | NECB_Default | NECB_Default | NECB_Default | NECB_Default | NECB_Default | NECB_Default | NECB_Default | NECB_Default | NECB_Default | NECB_Default | sensitivity | 28baa084-f774-4991-b6e1-c4d0aa6ffcbb | 5afcf5d1-c030-4cdc-872e-fe91b20ee7a9 | sensitivity_example | local_docker | TRUE | 28baa084-f774-4991-b6e1-c4d0aa6ffcbb | :adv_dx_units: NECB_Default :airloop_economizer_type: NECB_Default :algorithm_type: sensitivity :analysis_id: 5afcf5d1-c030-4cdc-872e-fe91b20ee7a9 :analysis_name: sensitivity_example :baseline_system_zones_map_option: NECB_Default :boiler_eff: NECB_Default :building_type: FullServiceRestaurant :chiller_type: NECB_Default :compute_environment: local_docker :datapoint_id: 28baa084-f774-4991-b6e1-c4d0aa6ffcbb :daylighting_type: NECB_Default :dcv_type: NECB_Default :door_construction_cond: NECB_Default :ecm_system_name: NECB_Default :electrical_loads_scale: NECB_Default :epw_file: CAN_QC_Montreal-Trudeau.Intl.AP.716270_CWEC2016.epw :erv_package: NECB_Default :ext_floor_cond: NECB_Default :ext_roof_cond: NECB_Default :ext_wall_cond: NECB_Default :fdwr_set: NECB_Default :fixed_wind_solar_trans: '0.5' :fixed_window_cond: NECB_Default :furnace_eff: NECB_Default :glass_door_cond: NECB_Default :glass_door_solar_trans: NECB_Default :ground_floor_cond: NECB_Default :ground_roof_cond: NECB_Default :ground_wall_cond: NECB_Default :infiltration_scale: NECB_Default :job_id: 28baa084-f774-4991-b6e1-c4d0aa6ffcbb :lights_scale: '1.0' :lights_type: NECB_Default :npv_discount_rate: NECB_Default :npv_end_year: NECB_Default :npv_start_year: NECB_Default :nv_delta_temp_in_out: NECB_Default :nv_opening_fraction: NECB_Default :nv_temp_out_min: NECB_Default :nv_type: NECB_Default :oa_scale: NECB_Default :occupancy_loads_scale: NECB_Default :output_meters: [] :output_variables: - frequency: hourly key: '*' operation: '*' unit: '*' variable: Zone Air Temperature - frequency: hourly key: '*' operation: sum unit: GJ variable: Lights Total Heating Energy :overhead_door_cond: NECB_Default :primary_heating_fuel: NaturalGas :pv_ground_azimuth_angle: NECB_Default :pv_ground_module_description: NECB_Default :pv_ground_tilt_angle: NECB_Default :pv_ground_total_area_pv_panels_m2: NECB_Default :pv_ground_type: NECB_Default :rotation_degrees: NECB_Default :run_annual_simulation: true :scale_x: NECB_Default :scale_y: NECB_Default :scale_z: NECB_Default :scenario: :fixed_wind_solar_trans :shw_eff: NECB_Default :shw_scale: NECB_Default :skylight_cond: NECB_Default :skylight_solar_trans: NECB_Default :srr_set: NECB_Default :template: NECB2020 | file:///C:\Users\plopez\btap_batch\output\sensitivity_example\sensitivity\runs\28baa084-f774-4991-b6e1-c4d0aa6ffcbb | docker run --rm -v C:\Users\plopez\btap_batch\output\sensitivity_example\sensitivity\runs:/btap_costing/utilities/btap_cli/output -v C:\Users\plopez\btap_batch\output\sensitivity_example\sensitivity\runs\28baa084-f774-4991-b6e1-c4d0aa6ffcbb:/btap_costing/utilities/btap_cli/input phylroy_lopez_btap_cli bundle exec ruby btap_cli.rb | SUCCEEDED | 135.0637 | 2.0678 | 0.0027134 | 0.0016409 | 43738362 | 0 | 0 | 0 | 0 | 284.4403 | 131.8541 | 511.15 | 845.2233 | 37.3 | FullServiceRestaurant |  |  | 0 | FullServiceRestaurant | 1 |  | 1 | NECB2020 | 0.35004 | 2414.6632 | 24.4883 | 244.1242 | 51.9362 | 84.3566 | 0 | 16.2621 | 0 | 612.2599 | 215.5808 | MONTREAL | QUEBEC | 0.1906 | 42.6225 | 0 | 42.8131 | 11.6121 | 11.6651 | 0 | 23.2771 | 0 | 0.046777 | 0 | 0 | 0.42784 | 0.1121 | 0.045525 | 0.66133 | 0.067182 | 0.15395 | 0.8628 | 0.0023085 | 1.2906 | 0.20147 | 42.3807 | 264.211 | Natural Gas | 37.3 | 0.757 | [5 empty] | 0.138 | 0.24 | 1.73 |  | 0 | 0 | Montreal-Trudeau Intl AP | CAN | 323 | 4090 | 45.471 | -73.741 | 6 | 4400 | QC | CAN_QC_Montreal-Trudeau.Intl.AP.716270_CWEC2016.epw | 1.2907 | 1021.8974 | 24.4883 | 0 | 7.6253 | 17.711 | FALSE | FALSE | FALSE | TRUE | 12.385 | 16.0738 | -1 | 0 | 0 | 0 | 102.98 | 44.149 | 1.0279 | 0.023283 | 375.71 | 0.1 | 2023-08-22 14:04:27 -0400 | 8b8e2b3c9 | 0.4.0 | 1.2906 | 26.33 | 21.5 | 0 | 0 | 0.047943 | 6.2911e-05 | 3.8046e-05 | 1014108.6875 | 1.4379 | 0.0018869 | 0.0011411 | 30415547.5 | 0 | 0 | 0 | 0 | 121 | 0 | 0 | 0 |  | :fixed_wind_solar_trans | -0.1 | 0 | 0 | 0 | -0.3 | 0 | 0 | 0 | 0 | 0 | 4.7 | 4.5 | 0.9 | -1.2 | non_compliant | -2.6 | 1.6 | 31.67 | 24 | 2.0718 | 0.0027186 | 0.0016441 | 43822978 | 0 | 0 | 0 | 0 | 0.047943 | 6.2911e-05 | 3.8046e-05 | 1014108.6875 | 1.4407 | 0.0018905 | 0.0011433 | 30474389.5 | 0 | 0 | 0 | 0
0 | FullServiceRestaurant | NECB2020 | CAN_QC_Montreal-Trudeau.Intl.AP.716270_CWEC2016.epw | NaturalGas | NECB_Default | NECB_Default | 1 | NECB_Default | NECB_Default | NECB_Default | NECB_Default | NECB_Default | NECB_Default | NECB_Default | NECB_Default | NECB_Default | NECB_Default | NECB_Default | NECB_Default | NECB_Default | NECB_Default | NECB_Default | NECB_Default | NECB_Default | NECB_Default | NECB_Default | NECB_Default | NECB_Default | NECB_Default | NECB_Default | NECB_Default | NECB_Default | NECB_Default | NECB_Default | NECB_Default | NECB_Default | NECB_Default | NECB_Default | NECB_Default | NECB_Default | NECB_Default | NECB_Default | NECB_Default | NECB_Default | NECB_Default | NECB_Default | NECB_Default | NECB_Default | NECB_Default | NECB_Default | NECB_Default | NECB_Default | NECB_Default | NECB_Default | sensitivity | 2b2a4320-2383-4294-b0cf-760e0b93ac3c | 5afcf5d1-c030-4cdc-872e-fe91b20ee7a9 | sensitivity_example | local_docker | TRUE | 2b2a4320-2383-4294-b0cf-760e0b93ac3c | :adv_dx_units: NECB_Default :airloop_economizer_type: NECB_Default :algorithm_type: sensitivity :analysis_id: 5afcf5d1-c030-4cdc-872e-fe91b20ee7a9 :analysis_name: sensitivity_example :baseline_system_zones_map_option: NECB_Default :boiler_eff: NECB_Default :building_type: FullServiceRestaurant :chiller_type: NECB_Default :compute_environment: local_docker :datapoint_id: 2b2a4320-2383-4294-b0cf-760e0b93ac3c :daylighting_type: NECB_Default :dcv_type: NECB_Default :door_construction_cond: NECB_Default :ecm_system_name: NECB_Default :electrical_loads_scale: NECB_Default :epw_file: CAN_QC_Montreal-Trudeau.Intl.AP.716270_CWEC2016.epw :erv_package: NECB_Default :ext_floor_cond: NECB_Default :ext_roof_cond: NECB_Default :ext_wall_cond: NECB_Default :fdwr_set: NECB_Default :fixed_wind_solar_trans: NECB_Default :fixed_window_cond: NECB_Default :furnace_eff: NECB_Default :glass_door_cond: NECB_Default :glass_door_solar_trans: NECB_Default :ground_floor_cond: NECB_Default :ground_roof_cond: NECB_Default :ground_wall_cond: NECB_Default :infiltration_scale: NECB_Default :job_id: 2b2a4320-2383-4294-b0cf-760e0b93ac3c :lights_scale: '1.0' :lights_type: NECB_Default :npv_discount_rate: NECB_Default :npv_end_year: NECB_Default :npv_start_year: NECB_Default :nv_delta_temp_in_out: NECB_Default :nv_opening_fraction: NECB_Default :nv_temp_out_min: NECB_Default :nv_type: NECB_Default :oa_scale: NECB_Default :occupancy_loads_scale: NECB_Default :output_meters: [] :output_variables: - frequency: hourly key: '*' operation: '*' unit: '*' variable: Zone Air Temperature - frequency: hourly key: '*' operation: sum unit: GJ variable: Lights Total Heating Energy :overhead_door_cond: NECB_Default :primary_heating_fuel: NaturalGas :pv_ground_azimuth_angle: NECB_Default :pv_ground_module_description: NECB_Default :pv_ground_tilt_angle: NECB_Default :pv_ground_total_area_pv_panels_m2: NECB_Default :pv_ground_type: NECB_Default :rotation_degrees: NECB_Default :run_annual_simulation: true :scale_x: NECB_Default :scale_y: NECB_Default :scale_z: NECB_Default :scenario: :ground_floor_cond :shw_eff: NECB_Default :shw_scale: NECB_Default :skylight_cond: NECB_Default :skylight_solar_trans: NECB_Default :srr_set: NECB_Default :template: NECB2020 | file:///C:\Users\plopez\btap_batch\output\sensitivity_example\sensitivity\runs\2b2a4320-2383-4294-b0cf-760e0b93ac3c | docker run --rm -v C:\Users\plopez\btap_batch\output\sensitivity_example\sensitivity\runs:/btap_costing/utilities/btap_cli/output -v C:\Users\plopez\btap_batch\output\sensitivity_example\sensitivity\runs\2b2a4320-2383-4294-b0cf-760e0b93ac3c:/btap_costing/utilities/btap_cli/input phylroy_lopez_btap_cli bundle exec ruby btap_cli.rb | SUCCEEDED | 137.8086 | 2.0718 | 0.0027186 | 0.0016441 | 43822978 | 0 | 0 | 0 | 0 | 280.2993 | 126.9414 | 511.15 | 845.2233 | 37.3 | FullServiceRestaurant |  |  | 0 | FullServiceRestaurant | 1 |  | 1 | NECB2020 | 0.35004 | 2414.6632 | 24.7499 | 243.8499 | 51.9362 | 84.3566 | 0 | 16.2621 | 0 | 616.7259 | 220.3211 | MONTREAL | QUEBEC | 0.1939 | 41.5198 | 0 | 41.7137 | 11.8133 | 11.3633 | 0 | 23.1766 | 0 | 0.051707 | 0 | 0 | 0.43525 | 0.1147 | 0.045525 | 0.63901 | 0.067182 | 0.15395 | 0.84048 | 0.0021911 | 1.2757 | 0.20147 | 42.7574 | 264.4869 | Natural Gas | 37.3 | 0.757 | [5 empty] | 0.138 | 0.24 | 1.73 |  | 0 | 0 | Montreal-Trudeau Intl AP | CAN | 323 | 4090 | 45.471 | -73.741 | 6 | 4400 | QC | CAN_QC_Montreal-Trudeau.Intl.AP.716270_CWEC2016.epw | 1.2757 | 1023.5227 | 24.7499 | 0 | 7.6253 | 17.711 | FALSE | FALSE | FALSE | TRUE | 12.385 | 16.0738 | -1 | 0 | 0 | 0 | 102.98 | 44.149 | 1.0279 | 0.023283 | 375.71 | 0.1 | 2023-08-22 14:02:08 -0400 | 8b8e2b3c9 | 0.4.0 | 1.2757 | 31.67 | 24 | 0 | 0 | 0.047943 | 6.2911e-05 | 3.8046e-05 | 1014108.6875 | 1.4407 | 0.0018905 | 0.0011433 | 30474389.5 | 0 | 0 | 0 | 0 | 121 | 0 | 0 | 0 |  | :ground_floor_cond | 0 | 0 | 0 | 0 | 0 | 0 | 0 | 0 | 0 | 0 | 0 | 0 | 0 | 0 | tier_1 | 0 | 0 | 31.67 | 24 | 2.0718 | 0.0027186 | 0.0016441 | 43822978 | 0 | 0 | 0 | 0 | 0.047943 | 6.2911e-05 | 3.8046e-05 | 1014108.6875 | 1.4407 | 0.0018905 | 0.0011433 | 30474389.5 | 0 | 0 | 0 | 0
0 | FullServiceRestaurant | NECB2020 | CAN_QC_Montreal-Trudeau.Intl.AP.716270_CWEC2016.epw | NaturalGas | NECB_Default | NECB_Default | 1 | NECB_Default | NECB_Default | NECB_Default | NECB_Default | NECB_Default | NECB_Default | NECB_Default | NECB_Default | NECB_Default | NECB_Default | NECB_Default | NECB_Default | NECB_Default | NECB_Default | NECB_Default | NECB_Default | NECB_Default | NECB_Default | NECB_Default | 0.95 | NECB_Default | NECB_Default | NECB_Default | NECB_Default | NECB_Default | NECB_Default | NECB_Default | NECB_Default | NECB_Default | NECB_Default | NECB_Default | NECB_Default | NECB_Default | NECB_Default | NECB_Default | NECB_Default | NECB_Default | NECB_Default | NECB_Default | NECB_Default | NECB_Default | NECB_Default | NECB_Default | NECB_Default | NECB_Default | NECB_Default | NECB_Default | sensitivity | 2c62c596-045e-4ece-9bc5-d9badb147e7d | 5afcf5d1-c030-4cdc-872e-fe91b20ee7a9 | sensitivity_example | local_docker | TRUE | 2c62c596-045e-4ece-9bc5-d9badb147e7d | :adv_dx_units: NECB_Default :airloop_economizer_type: NECB_Default :algorithm_type: sensitivity :analysis_id: 5afcf5d1-c030-4cdc-872e-fe91b20ee7a9 :analysis_name: sensitivity_example :baseline_system_zones_map_option: NECB_Default :boiler_eff: NECB_Default :building_type: FullServiceRestaurant :chiller_type: NECB_Default :compute_environment: local_docker :datapoint_id: 2c62c596-045e-4ece-9bc5-d9badb147e7d :daylighting_type: NECB_Default :dcv_type: NECB_Default :door_construction_cond: NECB_Default :ecm_system_name: NECB_Default :electrical_loads_scale: NECB_Default :epw_file: CAN_QC_Montreal-Trudeau.Intl.AP.716270_CWEC2016.epw :erv_package: NECB_Default :ext_floor_cond: NECB_Default :ext_roof_cond: NECB_Default :ext_wall_cond: NECB_Default :fdwr_set: NECB_Default :fixed_wind_solar_trans: NECB_Default :fixed_window_cond: NECB_Default :furnace_eff: NECB_Default :glass_door_cond: NECB_Default :glass_door_solar_trans: NECB_Default :ground_floor_cond: NECB_Default :ground_roof_cond: NECB_Default :ground_wall_cond: NECB_Default :infiltration_scale: NECB_Default :job_id: 2c62c596-045e-4ece-9bc5-d9badb147e7d :lights_scale: '1.0' :lights_type: NECB_Default :npv_discount_rate: NECB_Default :npv_end_year: NECB_Default :npv_start_year: NECB_Default :nv_delta_temp_in_out: NECB_Default :nv_opening_fraction: NECB_Default :nv_temp_out_min: NECB_Default :nv_type: NECB_Default :oa_scale: NECB_Default :occupancy_loads_scale: NECB_Default :output_meters: [] :output_variables: - frequency: hourly key: '*' operation: '*' unit: '*' variable: Zone Air Temperature - frequency: hourly key: '*' operation: sum unit: GJ variable: Lights Total Heating Energy :overhead_door_cond: NECB_Default :primary_heating_fuel: NaturalGas :pv_ground_azimuth_angle: NECB_Default :pv_ground_module_description: NECB_Default :pv_ground_tilt_angle: NECB_Default :pv_ground_total_area_pv_panels_m2: NECB_Default :pv_ground_type: NECB_Default :rotation_degrees: NECB_Default :run_annual_simulation: true :scale_x: NECB_Default :scale_y: NECB_Default :scale_z: NECB_Default :scenario: :skylight_solar_trans :shw_eff: NECB_Default :shw_scale: NECB_Default :skylight_cond: NECB_Default :skylight_solar_trans: '0.95' :srr_set: NECB_Default :template: NECB2020 | file:///C:\Users\plopez\btap_batch\output\sensitivity_example\sensitivity\runs\2c62c596-045e-4ece-9bc5-d9badb147e7d | docker run --rm -v C:\Users\plopez\btap_batch\output\sensitivity_example\sensitivity\runs:/btap_costing/utilities/btap_cli/output -v C:\Users\plopez\btap_batch\output\sensitivity_example\sensitivity\runs\2c62c596-045e-4ece-9bc5-d9badb147e7d:/btap_costing/utilities/btap_cli/input phylroy_lopez_btap_cli bundle exec ruby btap_cli.rb | SUCCEEDED | 126.3205 | 2.0718 | 0.0027186 | 0.0016441 | 43822978 | 0 | 0 | 0 | 0 | 280.2993 | 126.9414 | 511.15 | 845.2233 | 37.3 | FullServiceRestaurant |  |  | 0 | FullServiceRestaurant | 1 |  | 1 | NECB2020 | 0.35004 | 2414.6632 | 24.7499 | 243.8499 | 51.9362 | 84.3566 | 0 | 16.2621 | 0 | 616.7259 | 220.3211 | MONTREAL | QUEBEC | 0.1939 | 41.5198 | 0 | 41.7137 | 11.8133 | 11.3633 | 0 | 23.1766 | 0 | 0.051707 | 0 | 0 | 0.43525 | 0.1147 | 0.045525 | 0.63901 | 0.067182 | 0.15395 | 0.84048 | 0.0021911 | 1.2757 | 0.20147 | 42.7574 | 264.4869 | Natural Gas | 37.3 | 0.757 | [5 empty] | 0.138 | 0.24 | 1.73 |  | 0 | 0 | Montreal-Trudeau Intl AP | CAN | 323 | 4090 | 45.471 | -73.741 | 6 | 4400 | QC | CAN_QC_Montreal-Trudeau.Intl.AP.716270_CWEC2016.epw | 1.2757 | 1023.5227 | 24.7499 | 0 | 7.6253 | 17.711 | FALSE | FALSE | FALSE | TRUE | 12.385 | 16.0738 | -1 | 0 | 0 | 0 | 102.98 | 44.149 | 1.0279 | 0.023283 | 375.71 | 0.1 | 2023-08-22 14:04:32 -0400 | 8b8e2b3c9 | 0.4.0 | 1.2757 | 31.67 | 24 | 0 | 0 | 0.047943 | 6.2911e-05 | 3.8046e-05 | 1014108.6875 | 1.4407 | 0.0018905 | 0.0011433 | 30474389.5 | 0 | 0 | 0 | 0 | 121 | 0 | 0 | 0 |  | :skylight_solar_trans | 0 | 0 | 0 | 0 | 0 | 0 | 0 | 0 | 0 | 0 | 0 | 0 | 0 | 0 | tier_1 | 0 | 0 | 31.67 | 24 | 2.0718 | 0.0027186 | 0.0016441 | 43822978 | 0 | 0 | 0 | 0 | 0.047943 | 6.2911e-05 | 3.8046e-05 | 1014108.6875 | 1.4407 | 0.0018905 | 0.0011433 | 30474389.5 | 0 | 0 | 0 | 0
0 | FullServiceRestaurant | NECB2020 | CAN_QC_Montreal-Trudeau.Intl.AP.716270_CWEC2016.epw | NaturalGas | CO2_based_DCV | NECB_Default | 1 | NECB_Default | NECB_Default | NECB_Default | NECB_Default | NECB_Default | NECB_Default | NECB_Default | NECB_Default | NECB_Default | NECB_Default | NECB_Default | NECB_Default | NECB_Default | NECB_Default | NECB_Default | NECB_Default | NECB_Default | NECB_Default | NECB_Default | NECB_Default | NECB_Default | NECB_Default | NECB_Default | NECB_Default | NECB_Default | NECB_Default | NECB_Default | NECB_Default | NECB_Default | NECB_Default | NECB_Default | NECB_Default | NECB_Default | NECB_Default | NECB_Default | NECB_Default | NECB_Default | NECB_Default | NECB_Default | NECB_Default | NECB_Default | NECB_Default | NECB_Default | NECB_Default | NECB_Default | NECB_Default | NECB_Default | sensitivity | 334aaada-c358-4552-9c8e-aa1dca27da00 | 5afcf5d1-c030-4cdc-872e-fe91b20ee7a9 | sensitivity_example | local_docker | TRUE | 334aaada-c358-4552-9c8e-aa1dca27da00 | :adv_dx_units: NECB_Default :airloop_economizer_type: NECB_Default :algorithm_type: sensitivity :analysis_id: 5afcf5d1-c030-4cdc-872e-fe91b20ee7a9 :analysis_name: sensitivity_example :baseline_system_zones_map_option: NECB_Default :boiler_eff: NECB_Default :building_type: FullServiceRestaurant :chiller_type: NECB_Default :compute_environment: local_docker :datapoint_id: 334aaada-c358-4552-9c8e-aa1dca27da00 :daylighting_type: NECB_Default :dcv_type: CO2_based_DCV :door_construction_cond: NECB_Default :ecm_system_name: NECB_Default :electrical_loads_scale: NECB_Default :epw_file: CAN_QC_Montreal-Trudeau.Intl.AP.716270_CWEC2016.epw :erv_package: NECB_Default :ext_floor_cond: NECB_Default :ext_roof_cond: NECB_Default :ext_wall_cond: NECB_Default :fdwr_set: NECB_Default :fixed_wind_solar_trans: NECB_Default :fixed_window_cond: NECB_Default :furnace_eff: NECB_Default :glass_door_cond: NECB_Default :glass_door_solar_trans: NECB_Default :ground_floor_cond: NECB_Default :ground_roof_cond: NECB_Default :ground_wall_cond: NECB_Default :infiltration_scale: NECB_Default :job_id: 334aaada-c358-4552-9c8e-aa1dca27da00 :lights_scale: '1.0' :lights_type: NECB_Default :npv_discount_rate: NECB_Default :npv_end_year: NECB_Default :npv_start_year: NECB_Default :nv_delta_temp_in_out: NECB_Default :nv_opening_fraction: NECB_Default :nv_temp_out_min: NECB_Default :nv_type: NECB_Default :oa_scale: NECB_Default :occupancy_loads_scale: NECB_Default :output_meters: [] :output_variables: - frequency: hourly key: '*' operation: '*' unit: '*' variable: Zone Air Temperature - frequency: hourly key: '*' operation: sum unit: GJ variable: Lights Total Heating Energy :overhead_door_cond: NECB_Default :primary_heating_fuel: NaturalGas :pv_ground_azimuth_angle: NECB_Default :pv_ground_module_description: NECB_Default :pv_ground_tilt_angle: NECB_Default :pv_ground_total_area_pv_panels_m2: NECB_Default :pv_ground_type: NECB_Default :rotation_degrees: NECB_Default :run_annual_simulation: true :scale_x: NECB_Default :scale_y: NECB_Default :scale_z: NECB_Default :scenario: :dcv_type :shw_eff: NECB_Default :shw_scale: NECB_Default :skylight_cond: NECB_Default :skylight_solar_trans: NECB_Default :srr_set: NECB_Default :template: NECB2020 | file:///C:\Users\plopez\btap_batch\output\sensitivity_example\sensitivity\runs\334aaada-c358-4552-9c8e-aa1dca27da00 | docker run --rm -v C:\Users\plopez\btap_batch\output\sensitivity_example\sensitivity\runs:/btap_costing/utilities/btap_cli/output -v C:\Users\plopez\btap_batch\output\sensitivity_example\sensitivity\runs\334aaada-c358-4552-9c8e-aa1dca27da00:/btap_costing/utilities/btap_cli/input phylroy_lopez_btap_cli bundle exec ruby btap_cli.rb | SUCCEEDED | 148.5883 | 0.54697 | 0.00071774 | 0.00043405 | 11569711.0312 | 0 | 0 | 0 | 0 | 129.5228 | 22.357 | 511.15 | 845.2233 | 37.3 | FullServiceRestaurant |  |  | 0 | FullServiceRestaurant | 1 |  | 1 | NECB2020 | 0.35004 | 2414.6632 | 22.9659 | 243.8499 | 51.9362 | 84.3566 | 0 | 16.2621 | 0 | 624.3806 | 227.9759 | MONTREAL | QUEBEC | 0.17791 | 14.8273 | 0 | 15.0052 | 10.839 | 4.058 | 0 | 14.897 | 0 | 0.04934 | 0 | 0 | 0.39937 | 0.11466 | 0.01213 | 0.09866 | 0.067182 | 0.15395 | 0.30017 | 0.0021129 | 0.69954 | 0.20151 | 36.4954 | 119.2013 | Natural Gas | 37.3 | 0.757 | [5 empty] | 0.138 | 0.24 | 1.73 |  | 0 | 0 | Montreal-Trudeau Intl AP | CAN | 323 | 4090 | 45.471 | -73.741 | 6 | 4400 | QC | CAN_QC_Montreal-Trudeau.Intl.AP.716270_CWEC2016.epw | 0.69952 | 872.0358 | 22.9659 | 0 | 7.6253 | 17.7112 | FALSE | FALSE | FALSE | TRUE | 12.385 | 16.0739 | -1 | 0 | 0 | 0 | 103 | 44.149 | 1.0279 | 0.023283 | 375.71 | 0.1 | 2023-08-22 13:59:44 -0400 | 8b8e2b3c9 | 0.4.0 | 0.69954 | 30.17 | 22.67 | 0 | 0 | 0.047943 | 6.2911e-05 | 3.8046e-05 | 1014108.6875 | 0.38036 | 0.00049912 | 0.00030184 | 8045548.25 | 0 | 0 | 0 | 0 | 123 | 0 | 0 | 0 |  | :dcv_type | 8.3 | 0 | 0.5 | 0 | 0 | 0 | 0 | 0 | 0 | 0 | -7.7 | -7.7 | 14.6 | 45.2 | tier_2 | 64 | 151.5 | 31.67 | 24 | 2.0718 | 0.0027186 | 0.0016441 | 43822978 | 0 | 0 | 0 | 0 | 0.047943 | 6.2911e-05 | 3.8046e-05 | 1014108.6875 | 1.4407 | 0.0018905 | 0.0011433 | 30474389.5 | 0 | 0 | 0 | 0
0 | FullServiceRestaurant | NECB2020 | CAN_QC_Montreal-Trudeau.Intl.AP.716270_CWEC2016.epw | NaturalGas | NECB_Default | NECB_Default | 1 | NECB_Default | NECB_Default | NECB_Default | Viessmann Vitocrossal 300 CT3-17 96.2% Efficient Condensing Gas Boiler | NECB_Default | NECB_Default | NECB_Default | NECB_Default | NECB_Default | NECB_Default | NECB_Default | NECB_Default | NECB_Default | NECB_Default | NECB_Default | NECB_Default | NECB_Default | NECB_Default | NECB_Default | NECB_Default | NECB_Default | NECB_Default | NECB_Default | NECB_Default | NECB_Default | NECB_Default | NECB_Default | NECB_Default | NECB_Default | NECB_Default | NECB_Default | NECB_Default | NECB_Default | NECB_Default | NECB_Default | NECB_Default | NECB_Default | NECB_Default | NECB_Default | NECB_Default | NECB_Default | NECB_Default | NECB_Default | NECB_Default | NECB_Default | NECB_Default | NECB_Default | sensitivity | 36e36752-5719-43ba-ba3d-1bb30a94dcf0 | 5afcf5d1-c030-4cdc-872e-fe91b20ee7a9 | sensitivity_example | local_docker | TRUE | 36e36752-5719-43ba-ba3d-1bb30a94dcf0 | :adv_dx_units: NECB_Default :airloop_economizer_type: NECB_Default :algorithm_type: sensitivity :analysis_id: 5afcf5d1-c030-4cdc-872e-fe91b20ee7a9 :analysis_name: sensitivity_example :baseline_system_zones_map_option: NECB_Default :boiler_eff: Viessmann Vitocrossal 300 CT3-17 96.2% Efficient Condensing Gas Boiler :building_type: FullServiceRestaurant :chiller_type: NECB_Default :compute_environment: local_docker :datapoint_id: 36e36752-5719-43ba-ba3d-1bb30a94dcf0 :daylighting_type: NECB_Default :dcv_type: NECB_Default :door_construction_cond: NECB_Default :ecm_system_name: NECB_Default :electrical_loads_scale: NECB_Default :epw_file: CAN_QC_Montreal-Trudeau.Intl.AP.716270_CWEC2016.epw :erv_package: NECB_Default :ext_floor_cond: NECB_Default :ext_roof_cond: NECB_Default :ext_wall_cond: NECB_Default :fdwr_set: NECB_Default :fixed_wind_solar_trans: NECB_Default :fixed_window_cond: NECB_Default :furnace_eff: NECB_Default :glass_door_cond: NECB_Default :glass_door_solar_trans: NECB_Default :ground_floor_cond: NECB_Default :ground_roof_cond: NECB_Default :ground_wall_cond: NECB_Default :infiltration_scale: NECB_Default :job_id: 36e36752-5719-43ba-ba3d-1bb30a94dcf0 :lights_scale: '1.0' :lights_type: NECB_Default :npv_discount_rate: NECB_Default :npv_end_year: NECB_Default :npv_start_year: NECB_Default :nv_delta_temp_in_out: NECB_Default :nv_opening_fraction: NECB_Default :nv_temp_out_min: NECB_Default :nv_type: NECB_Default :oa_scale: NECB_Default :occupancy_loads_scale: NECB_Default :output_meters: [] :output_variables: - frequency: hourly key: '*' operation: '*' unit: '*' variable: Zone Air Temperature - frequency: hourly key: '*' operation: sum unit: GJ variable: Lights Total Heating Energy :overhead_door_cond: NECB_Default :primary_heating_fuel: NaturalGas :pv_ground_azimuth_angle: NECB_Default :pv_ground_module_description: NECB_Default :pv_ground_tilt_angle: NECB_Default :pv_ground_total_area_pv_panels_m2: NECB_Default :pv_ground_type: NECB_Default :rotation_degrees: NECB_Default :run_annual_simulation: true :scale_x: NECB_Default :scale_y: NECB_Default :scale_z: NECB_Default :scenario: :boiler_eff :shw_eff: NECB_Default :shw_scale: NECB_Default :skylight_cond: NECB_Default :skylight_solar_trans: NECB_Default :srr_set: NECB_Default :template: NECB2020 | file:///C:\Users\plopez\btap_batch\output\sensitivity_example\sensitivity\runs\36e36752-5719-43ba-ba3d-1bb30a94dcf0 | docker run --rm -v C:\Users\plopez\btap_batch\output\sensitivity_example\sensitivity\runs:/btap_costing/utilities/btap_cli/output -v C:\Users\plopez\btap_batch\output\sensitivity_example\sensitivity\runs\36e36752-5719-43ba-ba3d-1bb30a94dcf0:/btap_costing/utilities/btap_cli/input phylroy_lopez_btap_cli bundle exec ruby btap_cli.rb | SUCCEEDED | 163.2938 | 2.0718 | 0.0027186 | 0.0016441 | 43822978 | 0 | 0 | 0 | 0 | 279.0277 | 126.9414 | 511.15 | 845.2233 | 37.3 | FullServiceRestaurant |  |  | 0 | FullServiceRestaurant | 1 |  | 1 | NECB2020 | 0.35004 | 2414.6632 | 24.7499 | 243.8499 | 51.9362 | 84.3566 | 0 | 16.2621 | 0 | 616.7259 | 220.3211 | MONTREAL | QUEBEC | 0.1939 | 41.2936 | 0 | 41.4875 | 11.8133 | 11.3014 | 0 | 23.1147 | 0 | 0.051707 | 0 | 0 | 0.43525 | 0.1147 | 0.045525 | 0.63443 | 0.067182 | 0.15395 | 0.8359 | 0.0021911 | 1.2712 | 0.20147 | 42.7574 | 263.4546 | Natural Gas | 37.3 | 0.757 | [5 empty] | 0.138 | 0.24 | 1.73 |  | 0 | 0 | Montreal-Trudeau Intl AP | CAN | 323 | 4090 | 45.471 | -73.741 | 6 | 4400 | QC | CAN_QC_Montreal-Trudeau.Intl.AP.716270_CWEC2016.epw | 1.2712 | 1022.3011 | 24.7499 | 0 | 7.6253 | 17.711 | FALSE | FALSE | FALSE | TRUE | 12.385 | 16.0738 | -1 | 0 | 0 | 0 | 102.98 | 44.149 | 1.0279 | 0.023283 | 375.71 | 0.1 | 2023-08-22 13:59:54 -0400 | 8b8e2b3c9 | 0.4.0 | 1.2712 | 31.67 | 24 | 0 | 0 | 0.047943 | 6.2911e-05 | 3.8046e-05 | 1014108.6875 | 1.4407 | 0.0018905 | 0.0011433 | 30474389.5 | 0 | 0 | 0 | 0 | 121 | 0 | 0 | 0 |  | :boiler_eff | 0.1 | 0 | 0 | 0 | 0 | 0 | 0 | 0 | 0 | 0 | 0 | 0 | 0 | 0.4 | tier_1 | 0.5 | 1.2 | 31.67 | 24 | 2.0718 | 0.0027186 | 0.0016441 | 43822978 | 0 | 0 | 0 | 0 | 0.047943 | 6.2911e-05 | 3.8046e-05 | 1014108.6875 | 1.4407 | 0.0018905 | 0.0011433 | 30474389.5 | 0 | 0 | 0 | 0
0 | FullServiceRestaurant | NECB2020 | CAN_QC_Montreal-Trudeau.Intl.AP.716270_CWEC2016.epw | NaturalGas | NECB_Default | NECB_Default | 1 | NECB_Default | NECB_Default | Rotary-Existing | NECB_Default | NECB_Default | NECB_Default | NECB_Default | NECB_Default | NECB_Default | NECB_Default | NECB_Default | NECB_Default | NECB_Default | NECB_Default | NECB_Default | NECB_Default | NECB_Default | NECB_Default | NECB_Default | NECB_Default | NECB_Default | NECB_Default | NECB_Default | NECB_Default | NECB_Default | NECB_Default | NECB_Default | NECB_Default | NECB_Default | NECB_Default | NECB_Default | NECB_Default | NECB_Default | NECB_Default | NECB_Default | NECB_Default | NECB_Default | NECB_Default | NECB_Default | NECB_Default | NECB_Default | NECB_Default | NECB_Default | NECB_Default | NECB_Default | NECB_Default | NECB_Default | sensitivity | 39ebfd79-b498-42da-97ed-4dd9eb3138f6 | 5afcf5d1-c030-4cdc-872e-fe91b20ee7a9 | sensitivity_example | local_docker | TRUE | 39ebfd79-b498-42da-97ed-4dd9eb3138f6 | :adv_dx_units: NECB_Default :airloop_economizer_type: NECB_Default :algorithm_type: sensitivity :analysis_id: 5afcf5d1-c030-4cdc-872e-fe91b20ee7a9 :analysis_name: sensitivity_example :baseline_system_zones_map_option: NECB_Default :boiler_eff: NECB_Default :building_type: FullServiceRestaurant :chiller_type: NECB_Default :compute_environment: local_docker :datapoint_id: 39ebfd79-b498-42da-97ed-4dd9eb3138f6 :daylighting_type: NECB_Default :dcv_type: NECB_Default :door_construction_cond: NECB_Default :ecm_system_name: NECB_Default :electrical_loads_scale: NECB_Default :epw_file: CAN_QC_Montreal-Trudeau.Intl.AP.716270_CWEC2016.epw :erv_package: Rotary-Existing :ext_floor_cond: NECB_Default :ext_roof_cond: NECB_Default :ext_wall_cond: NECB_Default :fdwr_set: NECB_Default :fixed_wind_solar_trans: NECB_Default :fixed_window_cond: NECB_Default :furnace_eff: NECB_Default :glass_door_cond: NECB_Default :glass_door_solar_trans: NECB_Default :ground_floor_cond: NECB_Default :ground_roof_cond: NECB_Default :ground_wall_cond: NECB_Default :infiltration_scale: NECB_Default :job_id: 39ebfd79-b498-42da-97ed-4dd9eb3138f6 :lights_scale: '1.0' :lights_type: NECB_Default :npv_discount_rate: NECB_Default :npv_end_year: NECB_Default :npv_start_year: NECB_Default :nv_delta_temp_in_out: NECB_Default :nv_opening_fraction: NECB_Default :nv_temp_out_min: NECB_Default :nv_type: NECB_Default :oa_scale: NECB_Default :occupancy_loads_scale: NECB_Default :output_meters: [] :output_variables: - frequency: hourly key: '*' operation: '*' unit: '*' variable: Zone Air Temperature - frequency: hourly key: '*' operation: sum unit: GJ variable: Lights Total Heating Energy :overhead_door_cond: NECB_Default :primary_heating_fuel: NaturalGas :pv_ground_azimuth_angle: NECB_Default :pv_ground_module_description: NECB_Default :pv_ground_tilt_angle: NECB_Default :pv_ground_total_area_pv_panels_m2: NECB_Default :pv_ground_type: NECB_Default :rotation_degrees: NECB_Default :run_annual_simulation: true :scale_x: NECB_Default :scale_y: NECB_Default :scale_z: NECB_Default :scenario: :erv_package :shw_eff: NECB_Default :shw_scale: NECB_Default :skylight_cond: NECB_Default :skylight_solar_trans: NECB_Default :srr_set: NECB_Default :template: NECB2020 | file:///C:\Users\plopez\btap_batch\output\sensitivity_example\sensitivity\runs\39ebfd79-b498-42da-97ed-4dd9eb3138f6 | docker run --rm -v C:\Users\plopez\btap_batch\output\sensitivity_example\sensitivity\runs:/btap_costing/utilities/btap_cli/output -v C:\Users\plopez\btap_batch\output\sensitivity_example\sensitivity\runs\39ebfd79-b498-42da-97ed-4dd9eb3138f6:/btap_costing/utilities/btap_cli/input phylroy_lopez_btap_cli bundle exec ruby btap_cli.rb | SUCCEEDED | 156.0493 | 2.0743 | 0.0027219 | 0.0016461 | 43876330 | 0 | 0 | 0 | 0 | 195.5992 | 66.3591 | 511.15 | 845.2233 | 37.3 | FullServiceRestaurant |  |  | 0 | FullServiceRestaurant | 1 |  | 1 | NECB2020 | 0.35004 | 2414.6632 | 23.1222 | 243.8499 | 51.9362 | 84.3566 | 0 | 16.2621 | 0 | 616.7259 | 220.3211 | MONTREAL | QUEBEC | 0.19262 | 26.5987 | 0 | 26.7913 | 11.7353 | 7.2796 | 0 | 19.0149 | 0 | 0.04887 | 0 | 0 | 0.43238 | 0.11468 | 0.045525 | 0.33697 | 0.067182 | 0.15395 | 0.53843 | 0.0021716 | 0.97081 | 0.20147 | 41.1244 | 268.5957 | Natural Gas | 37.3 | 0.757 | [5 empty] | 0.138 | 0.24 | 1.73 |  | 0 | 0 | Montreal-Trudeau Intl AP | CAN | 323 | 4090 | 45.471 | -73.741 | 6 | 4400 | QC | CAN_QC_Montreal-Trudeau.Intl.AP.716270_CWEC2016.epw | 0.97084 | 941.7758 | 23.1222 | 0 | 7.6253 | 17.711 | FALSE | FALSE | FALSE | TRUE | 12.385 | 16.0738 | -1 | 0 | 0 | 0 | 102.98 | 44.149 | 1.0279 | 0.023283 | 375.71 | 0.1 | 2023-08-22 13:59:51 -0400 | 8b8e2b3c9 | 0.4.0 | 0.97081 | 29.83 | 22.17 | 0 | 0 | 0.047943 | 6.2911e-05 | 3.8046e-05 | 1014108.6875 | 1.4425 | 0.0018928 | 0.0011447 | 30511491.5 | 0 | 0 | 0 | 0 | 121 | 0 | 0 | 0 |  | :erv_package | 4.2 | 0 | 0.3 | 0 | 0 | 0 | 0 | 0 | 0 | 0 | 0 | 0 | 3.8 | 23.9 | tier_1 | 35.8 | 81.7 | 31.67 | 24 | 2.0718 | 0.0027186 | 0.0016441 | 43822978 | 0 | 0 | 0 | 0 | 0.047943 | 6.2911e-05 | 3.8046e-05 | 1014108.6875 | 1.4407 | 0.0018905 | 0.0011433 | 30474389.5 | 0 | 0 | 0 | 0
0 | FullServiceRestaurant | NECB2020 | CAN_QC_Montreal-Trudeau.Intl.AP.716270_CWEC2016.epw | NaturalGas | NECB_Default | NECB_Default | 1 | NECB_Default | NECB_Default | NECB_Default | NECB_Default | NECB_Default | NECB_Default | NECB_Default | NECB_Default | NECB_Default | NECB_Default | NECB_Default | NECB_Default | NECB_Default | NECB_Default | NECB_Default | NECB_Default | NECB_Default | NECB_Default | 0.3 | NECB_Default | NECB_Default | NECB_Default | NECB_Default | NECB_Default | NECB_Default | NECB_Default | NECB_Default | NECB_Default | NECB_Default | NECB_Default | NECB_Default | NECB_Default | NECB_Default | NECB_Default | NECB_Default | NECB_Default | NECB_Default | NECB_Default | NECB_Default | NECB_Default | NECB_Default | NECB_Default | NECB_Default | NECB_Default | NECB_Default | NECB_Default | NECB_Default | sensitivity | 42a6f223-753f-41ec-84db-45dfb5315882 | 5afcf5d1-c030-4cdc-872e-fe91b20ee7a9 | sensitivity_example | local_docker | TRUE | 42a6f223-753f-41ec-84db-45dfb5315882 | :adv_dx_units: NECB_Default :airloop_economizer_type: NECB_Default :algorithm_type: sensitivity :analysis_id: 5afcf5d1-c030-4cdc-872e-fe91b20ee7a9 :analysis_name: sensitivity_example :baseline_system_zones_map_option: NECB_Default :boiler_eff: NECB_Default :building_type: FullServiceRestaurant :chiller_type: NECB_Default :compute_environment: local_docker :datapoint_id: 42a6f223-753f-41ec-84db-45dfb5315882 :daylighting_type: NECB_Default :dcv_type: NECB_Default :door_construction_cond: NECB_Default :ecm_system_name: NECB_Default :electrical_loads_scale: NECB_Default :epw_file: CAN_QC_Montreal-Trudeau.Intl.AP.716270_CWEC2016.epw :erv_package: NECB_Default :ext_floor_cond: NECB_Default :ext_roof_cond: NECB_Default :ext_wall_cond: NECB_Default :fdwr_set: NECB_Default :fixed_wind_solar_trans: '0.3' :fixed_window_cond: NECB_Default :furnace_eff: NECB_Default :glass_door_cond: NECB_Default :glass_door_solar_trans: NECB_Default :ground_floor_cond: NECB_Default :ground_roof_cond: NECB_Default :ground_wall_cond: NECB_Default :infiltration_scale: NECB_Default :job_id: 42a6f223-753f-41ec-84db-45dfb5315882 :lights_scale: '1.0' :lights_type: NECB_Default :npv_discount_rate: NECB_Default :npv_end_year: NECB_Default :npv_start_year: NECB_Default :nv_delta_temp_in_out: NECB_Default :nv_opening_fraction: NECB_Default :nv_temp_out_min: NECB_Default :nv_type: NECB_Default :oa_scale: NECB_Default :occupancy_loads_scale: NECB_Default :output_meters: [] :output_variables: - frequency: hourly key: '*' operation: '*' unit: '*' variable: Zone Air Temperature - frequency: hourly key: '*' operation: sum unit: GJ variable: Lights Total Heating Energy :overhead_door_cond: NECB_Default :primary_heating_fuel: NaturalGas :pv_ground_azimuth_angle: NECB_Default :pv_ground_module_description: NECB_Default :pv_ground_tilt_angle: NECB_Default :pv_ground_total_area_pv_panels_m2: NECB_Default :pv_ground_type: NECB_Default :rotation_degrees: NECB_Default :run_annual_simulation: true :scale_x: NECB_Default :scale_y: NECB_Default :scale_z: NECB_Default :scenario: :fixed_wind_solar_trans :shw_eff: NECB_Default :shw_scale: NECB_Default :skylight_cond: NECB_Default :skylight_solar_trans: NECB_Default :srr_set: NECB_Default :template: NECB2020 | file:///C:\Users\plopez\btap_batch\output\sensitivity_example\sensitivity\runs\42a6f223-753f-41ec-84db-45dfb5315882 | docker run --rm -v C:\Users\plopez\btap_batch\output\sensitivity_example\sensitivity\runs:/btap_costing/utilities/btap_cli/output -v C:\Users\plopez\btap_batch\output\sensitivity_example\sensitivity\runs\42a6f223-753f-41ec-84db-45dfb5315882:/btap_costing/utilities/btap_cli/input phylroy_lopez_btap_cli bundle exec ruby btap_cli.rb | SUCCEEDED | 132.8839 | 2.057 | 0.0026992 | 0.0016324 | 43510718 | 0 | 0 | 0 | 0 | 294.07 | 142.788 | 511.15 | 845.2233 | 37.3 | FullServiceRestaurant |  |  | 0 | FullServiceRestaurant | 1 |  | 1 | NECB2020 | 0.35004 | 2414.6632 | 23.4508 | 244.3651 | 51.9362 | 84.3566 | 0 | 16.2621 | 0 | 607.8819 | 210.9619 | MONTREAL | QUEBEC | 0.18416 | 45.0483 | 0 | 45.2325 | 11.2197 | 12.3289 | 0 | 23.5487 | 0 | 0.03678 | 0 | 0 | 0.4134 | 0.10742 | 0.045525 | 0.71046 | 0.067182 | 0.15395 | 0.9119 | 0.0025433 | 1.3253 | 0.20145 | 41.1455 | 272.8879 | Natural Gas | 37.3 | 0.757 | [5 empty] | 0.138 | 0.24 | 1.73 |  | 0 | 0 | Montreal-Trudeau Intl AP | CAN | 323 | 4090 | 45.471 | -73.741 | 6 | 4400 | QC | CAN_QC_Montreal-Trudeau.Intl.AP.716270_CWEC2016.epw | 1.3253 | 1024.5534 | 23.4508 | 0 | 7.6253 | 17.7112 | FALSE | FALSE | FALSE | TRUE | 12.385 | 16.0739 | -1 | 0 | 0 | 0 | 102.97 | 44.149 | 1.0279 | 0.023283 | 375.71 | 0.1 | 2023-08-22 14:04:24 -0400 | 8b8e2b3c9 | 0.4.0 | 1.3253 | 13.83 | 10.17 | 0 | 0 | 0.047943 | 6.2911e-05 | 3.8046e-05 | 1014108.6875 | 1.4304 | 0.001877 | 0.0011351 | 30257245.5 | 0 | 0 | 0 | 0 | 121 | 0 | 0 | 0 |  | :fixed_wind_solar_trans | -0.4 | 0 | -0.1 | 0 | -0.5 | 0 | 0 | 0 | 0 | 0 | 9.4 | 8.8 | 3.8 | -3.9 | non_compliant | -8.4 | -1 | 31.67 | 24 | 2.0718 | 0.0027186 | 0.0016441 | 43822978 | 0 | 0 | 0 | 0 | 0.047943 | 6.2911e-05 | 3.8046e-05 | 1014108.6875 | 1.4407 | 0.0018905 | 0.0011433 | 30474389.5 | 0 | 0 | 0 | 0
0 | FullServiceRestaurant | NECB2020 | CAN_QC_Montreal-Trudeau.Intl.AP.716270_CWEC2016.epw | NaturalGas | NECB_Default | NECB_Default | 1 | NECB_Default | NECB_Default | NECB_Default | NECB_Default | NECB_Default | NECB_Default | NECB_Default | NECB_Default | NECB_Default | NECB_Default | NECB_Default | NECB_Default | NECB_Default | NECB_Default | NECB_Default | NECB_Default | NECB_Default | NECB_Default | 0.2 | NECB_Default | NECB_Default | NECB_Default | NECB_Default | NECB_Default | NECB_Default | NECB_Default | NECB_Default | NECB_Default | NECB_Default | NECB_Default | NECB_Default | NECB_Default | NECB_Default | NECB_Default | NECB_Default | NECB_Default | NECB_Default | NECB_Default | NECB_Default | NECB_Default | NECB_Default | NECB_Default | NECB_Default | NECB_Default | NECB_Default | NECB_Default | NECB_Default | sensitivity | 4660ae4e-86ed-47dd-b8a2-5f7d3807fc25 | 5afcf5d1-c030-4cdc-872e-fe91b20ee7a9 | sensitivity_example | local_docker | TRUE | 4660ae4e-86ed-47dd-b8a2-5f7d3807fc25 | :adv_dx_units: NECB_Default :airloop_economizer_type: NECB_Default :algorithm_type: sensitivity :analysis_id: 5afcf5d1-c030-4cdc-872e-fe91b20ee7a9 :analysis_name: sensitivity_example :baseline_system_zones_map_option: NECB_Default :boiler_eff: NECB_Default :building_type: FullServiceRestaurant :chiller_type: NECB_Default :compute_environment: local_docker :datapoint_id: 4660ae4e-86ed-47dd-b8a2-5f7d3807fc25 :daylighting_type: NECB_Default :dcv_type: NECB_Default :door_construction_cond: NECB_Default :ecm_system_name: NECB_Default :electrical_loads_scale: NECB_Default :epw_file: CAN_QC_Montreal-Trudeau.Intl.AP.716270_CWEC2016.epw :erv_package: NECB_Default :ext_floor_cond: NECB_Default :ext_roof_cond: NECB_Default :ext_wall_cond: NECB_Default :fdwr_set: NECB_Default :fixed_wind_solar_trans: '0.2' :fixed_window_cond: NECB_Default :furnace_eff: NECB_Default :glass_door_cond: NECB_Default :glass_door_solar_trans: NECB_Default :ground_floor_cond: NECB_Default :ground_roof_cond: NECB_Default :ground_wall_cond: NECB_Default :infiltration_scale: NECB_Default :job_id: 4660ae4e-86ed-47dd-b8a2-5f7d3807fc25 :lights_scale: '1.0' :lights_type: NECB_Default :npv_discount_rate: NECB_Default :npv_end_year: NECB_Default :npv_start_year: NECB_Default :nv_delta_temp_in_out: NECB_Default :nv_opening_fraction: NECB_Default :nv_temp_out_min: NECB_Default :nv_type: NECB_Default :oa_scale: NECB_Default :occupancy_loads_scale: NECB_Default :output_meters: [] :output_variables: - frequency: hourly key: '*' operation: '*' unit: '*' variable: Zone Air Temperature - frequency: hourly key: '*' operation: sum unit: GJ variable: Lights Total Heating Energy :overhead_door_cond: NECB_Default :primary_heating_fuel: NaturalGas :pv_ground_azimuth_angle: NECB_Default :pv_ground_module_description: NECB_Default :pv_ground_tilt_angle: NECB_Default :pv_ground_total_area_pv_panels_m2: NECB_Default :pv_ground_type: NECB_Default :rotation_degrees: NECB_Default :run_annual_simulation: true :scale_x: NECB_Default :scale_y: NECB_Default :scale_z: NECB_Default :scenario: :fixed_wind_solar_trans :shw_eff: NECB_Default :shw_scale: NECB_Default :skylight_cond: NECB_Default :skylight_solar_trans: NECB_Default :srr_set: NECB_Default :template: NECB2020 | file:///C:\Users\plopez\btap_batch\output\sensitivity_example\sensitivity\runs\4660ae4e-86ed-47dd-b8a2-5f7d3807fc25 | docker run --rm -v C:\Users\plopez\btap_batch\output\sensitivity_example\sensitivity\runs:/btap_costing/utilities/btap_cli/output -v C:\Users\plopez\btap_batch\output\sensitivity_example\sensitivity\runs\4660ae4e-86ed-47dd-b8a2-5f7d3807fc25:/btap_costing/utilities/btap_cli/input phylroy_lopez_btap_cli bundle exec ruby btap_cli.rb | SUCCEEDED | 135.9174 | 2.0508 | 0.0026911 | 0.0016275 | 43380298 | 0 | 0 | 0 | 0 | 299.537 | 148.2115 | 511.15 | 845.2233 | 37.3 | FullServiceRestaurant |  |  | 0 | FullServiceRestaurant | 1 |  | 1 | NECB2020 | 0.35004 | 2414.6632 | 22.918 | 244.0855 | 51.9362 | 84.3566 | 0 | 16.2621 | 0 | 607.599 | 210.9586 | MONTREAL | QUEBEC | 0.18205 | 46.2554 | 0 | 46.4374 | 11.0912 | 12.6593 | 0 | 23.7505 | 0 | 0.032163 | 0 | 0 | 0.40865 | 0.10711 | 0.045525 | 0.73489 | 0.067182 | 0.15395 | 0.93634 | 0.0027194 | 1.345 | 0.20145 | 40.6125 | 268.5007 | Natural Gas | 37.3 | 0.757 | [5 empty] | 0.138 | 0.24 | 1.73 |  | 0 | 0 | Montreal-Trudeau Intl AP | CAN | 323 | 4090 | 45.471 | -73.741 | 6 | 4400 | QC | CAN_QC_Montreal-Trudeau.Intl.AP.716270_CWEC2016.epw | 1.345 | 1028.7908 | 22.918 | 0 | 7.6253 | 17.711 | FALSE | FALSE | FALSE | TRUE | 12.385 | 16.0738 | -1 | 0 | 0 | 0 | 102.97 | 44.149 | 1.0279 | 0.023283 | 375.71 | 0.1 | 2023-08-22 14:04:26 -0400 | 8b8e2b3c9 | 0.4.0 | 1.345 | 4.33 | 2.67 | 0 | 0 | 0.047943 | 6.2911e-05 | 3.8046e-05 | 1014108.6875 | 1.4261 | 0.0018714 | 0.0011317 | 30166553.5 | 0 | 0 | 0 | 0 | 121 | 0 | 0 | 0 |  | :fixed_wind_solar_trans | -0.6 | 0 | -0.1 | 0 | -0.2 | 0 | 0 | 0 | 0 | 0 | 9.4 | 9.1 | 5 | -5.4 | non_compliant | -11.3 | -5.3 | 31.67 | 24 | 2.0718 | 0.0027186 | 0.0016441 | 43822978 | 0 | 0 | 0 | 0 | 0.047943 | 6.2911e-05 | 3.8046e-05 | 1014108.6875 | 1.4407 | 0.0018905 | 0.0011433 | 30474389.5 | 0 | 0 | 0 | 0
0 | FullServiceRestaurant | NECB2020 | CAN_QC_Montreal-Trudeau.Intl.AP.716270_CWEC2016.epw | NaturalGas | NECB_Default | NECB_Default | 1 | NECB_Default | NECB_Default | NECB_Default | NECB_Default | NECB_Default | NECB_Default | NECB_Default | NECB_Default | NECB_Default | NECB_Default | NECB_Default | NECB_Default | NECB_Default | NECB_Default | NECB_Default | NECB_Default | NECB_Default | NECB_Default | NECB_Default | NECB_Default | NECB_Default | NECB_Default | NECB_Default | NECB_Default | NECB_Default | NECB_Default | NECB_Default | NECB_Default | NECB_Default | NECB_Default | NECB_Default | NECB_Default | NECB_Default | NECB_Default | NECB_Default | NECB_Default | NECB_Default | NECB_Default | NECB_Default | NECB_Default | NECB_Default | NECB_Default | NECB_Default | NECB_Default | NECB_Default | NECB_Default | NECB_Default | sensitivity | 485e0869-a195-4003-a213-faf33a4a1323 | 5afcf5d1-c030-4cdc-872e-fe91b20ee7a9 | sensitivity_example | local_docker | TRUE | 485e0869-a195-4003-a213-faf33a4a1323 | :adv_dx_units: NECB_Default :airloop_economizer_type: NECB_Default :algorithm_type: sensitivity :analysis_id: 5afcf5d1-c030-4cdc-872e-fe91b20ee7a9 :analysis_name: sensitivity_example :baseline_system_zones_map_option: NECB_Default :boiler_eff: NECB_Default :building_type: FullServiceRestaurant :chiller_type: NECB_Default :compute_environment: local_docker :datapoint_id: 485e0869-a195-4003-a213-faf33a4a1323 :daylighting_type: NECB_Default :dcv_type: NECB_Default :door_construction_cond: NECB_Default :ecm_system_name: NECB_Default :electrical_loads_scale: NECB_Default :epw_file: CAN_QC_Montreal-Trudeau.Intl.AP.716270_CWEC2016.epw :erv_package: NECB_Default :ext_floor_cond: NECB_Default :ext_roof_cond: NECB_Default :ext_wall_cond: NECB_Default :fdwr_set: NECB_Default :fixed_wind_solar_trans: NECB_Default :fixed_window_cond: NECB_Default :furnace_eff: NECB_Default :glass_door_cond: NECB_Default :glass_door_solar_trans: NECB_Default :ground_floor_cond: NECB_Default :ground_roof_cond: NECB_Default :ground_wall_cond: NECB_Default :infiltration_scale: NECB_Default :job_id: 485e0869-a195-4003-a213-faf33a4a1323 :lights_scale: '1.0' :lights_type: NECB_Default :npv_discount_rate: NECB_Default :npv_end_year: NECB_Default :npv_start_year: NECB_Default :nv_delta_temp_in_out: NECB_Default :nv_opening_fraction: NECB_Default :nv_temp_out_min: NECB_Default :nv_type: NECB_Default :oa_scale: NECB_Default :occupancy_loads_scale: NECB_Default :output_meters: [] :output_variables: - frequency: hourly key: '*' operation: '*' unit: '*' variable: Zone Air Temperature - frequency: hourly key: '*' operation: sum unit: GJ variable: Lights Total Heating Energy :overhead_door_cond: NECB_Default :primary_heating_fuel: NaturalGas :pv_ground_azimuth_angle: NECB_Default :pv_ground_module_description: NECB_Default :pv_ground_tilt_angle: NECB_Default :pv_ground_total_area_pv_panels_m2: NECB_Default :pv_ground_type: NECB_Default :rotation_degrees: NECB_Default :run_annual_simulation: true :scale_x: NECB_Default :scale_y: NECB_Default :scale_z: NECB_Default :scenario: :ground_roof_cond :shw_eff: NECB_Default :shw_scale: NECB_Default :skylight_cond: NECB_Default :skylight_solar_trans: NECB_Default :srr_set: NECB_Default :template: NECB2020 | file:///C:\Users\plopez\btap_batch\output\sensitivity_example\sensitivity\runs\485e0869-a195-4003-a213-faf33a4a1323 | docker run --rm -v C:\Users\plopez\btap_batch\output\sensitivity_example\sensitivity\runs:/btap_costing/utilities/btap_cli/output -v C:\Users\plopez\btap_batch\output\sensitivity_example\sensitivity\runs\485e0869-a195-4003-a213-faf33a4a1323:/btap_costing/utilities/btap_cli/input phylroy_lopez_btap_cli bundle exec ruby btap_cli.rb | SUCCEEDED | 143.796 | 2.0718 | 0.0027186 | 0.0016441 | 43822978 | 0 | 0 | 0 | 0 | 280.2993 | 126.9414 | 511.15 | 845.2233 | 37.3 | FullServiceRestaurant |  |  | 0 | FullServiceRestaurant | 1 |  | 1 | NECB2020 | 0.35004 | 2414.6632 | 24.7499 | 243.8499 | 51.9362 | 84.3566 | 0 | 16.2621 | 0 | 616.7259 | 220.3211 | MONTREAL | QUEBEC | 0.1939 | 41.5198 | 0 | 41.7137 | 11.8133 | 11.3633 | 0 | 23.1766 | 0 | 0.051707 | 0 | 0 | 0.43525 | 0.1147 | 0.045525 | 0.63901 | 0.067182 | 0.15395 | 0.84048 | 0.0021911 | 1.2757 | 0.20147 | 42.7574 | 264.4869 | Natural Gas | 37.3 | 0.757 | [5 empty] | 0.138 | 0.24 | 1.73 |  | 0 | 0 | Montreal-Trudeau Intl AP | CAN | 323 | 4090 | 45.471 | -73.741 | 6 | 4400 | QC | CAN_QC_Montreal-Trudeau.Intl.AP.716270_CWEC2016.epw | 1.2757 | 1023.5227 | 24.7499 | 0 | 7.6253 | 17.711 | FALSE | FALSE | FALSE | TRUE | 12.385 | 16.0738 | -1 | 0 | 0 | 0 | 102.98 | 44.149 | 1.0279 | 0.023283 | 375.71 | 0.1 | 2023-08-22 14:02:21 -0400 | 8b8e2b3c9 | 0.4.0 | 1.2757 | 31.67 | 24 | 0 | 0 | 0.047943 | 6.2911e-05 | 3.8046e-05 | 1014108.6875 | 1.4407 | 0.0018905 | 0.0011433 | 30474389.5 | 0 | 0 | 0 | 0 | 121 | 0 | 0 | 0 |  | :ground_roof_cond | 0 | 0 | 0 | 0 | 0 | 0 | 0 | 0 | 0 | 0 | 0 | 0 | 0 | 0 | tier_1 | 0 | 0 | 31.67 | 24 | 2.0718 | 0.0027186 | 0.0016441 | 43822978 | 0 | 0 | 0 | 0 | 0.047943 | 6.2911e-05 | 3.8046e-05 | 1014108.6875 | 1.4407 | 0.0018905 | 0.0011433 | 30474389.5 | 0 | 0 | 0 | 0
0 | FullServiceRestaurant | NECB2020 | CAN_QC_Montreal-Trudeau.Intl.AP.716270_CWEC2016.epw | NaturalGas | NECB_Default | NECB_Default | 1 | NECB_Default | HS14_CGSHP_FanCoils | NECB_Default | NECB_Default | NECB_Default | NECB_Default | NECB_Default | NECB_Default | NECB_Default | NECB_Default | NECB_Default | NECB_Default | NECB_Default | NECB_Default | NECB_Default | NECB_Default | NECB_Default | NECB_Default | NECB_Default | NECB_Default | NECB_Default | NECB_Default | NECB_Default | NECB_Default | NECB_Default | NECB_Default | NECB_Default | NECB_Default | NECB_Default | NECB_Default | NECB_Default | NECB_Default | NECB_Default | NECB_Default | NECB_Default | NECB_Default | NECB_Default | NECB_Default | NECB_Default | NECB_Default | NECB_Default | NECB_Default | NECB_Default | NECB_Default | NECB_Default | NECB_Default | NECB_Default | sensitivity | 4f6b2ce1-fc3d-430c-9f5a-3a1965e53e18 | 5afcf5d1-c030-4cdc-872e-fe91b20ee7a9 | sensitivity_example | local_docker | TRUE | 4f6b2ce1-fc3d-430c-9f5a-3a1965e53e18 | :adv_dx_units: NECB_Default :airloop_economizer_type: NECB_Default :algorithm_type: sensitivity :analysis_id: 5afcf5d1-c030-4cdc-872e-fe91b20ee7a9 :analysis_name: sensitivity_example :baseline_system_zones_map_option: NECB_Default :boiler_eff: NECB_Default :building_type: FullServiceRestaurant :chiller_type: NECB_Default :compute_environment: local_docker :datapoint_id: 4f6b2ce1-fc3d-430c-9f5a-3a1965e53e18 :daylighting_type: NECB_Default :dcv_type: NECB_Default :door_construction_cond: NECB_Default :ecm_system_name: HS14_CGSHP_FanCoils :electrical_loads_scale: NECB_Default :epw_file: CAN_QC_Montreal-Trudeau.Intl.AP.716270_CWEC2016.epw :erv_package: NECB_Default :ext_floor_cond: NECB_Default :ext_roof_cond: NECB_Default :ext_wall_cond: NECB_Default :fdwr_set: NECB_Default :fixed_wind_solar_trans: NECB_Default :fixed_window_cond: NECB_Default :furnace_eff: NECB_Default :glass_door_cond: NECB_Default :glass_door_solar_trans: NECB_Default :ground_floor_cond: NECB_Default :ground_roof_cond: NECB_Default :ground_wall_cond: NECB_Default :infiltration_scale: NECB_Default :job_id: 4f6b2ce1-fc3d-430c-9f5a-3a1965e53e18 :lights_scale: '1.0' :lights_type: NECB_Default :npv_discount_rate: NECB_Default :npv_end_year: NECB_Default :npv_start_year: NECB_Default :nv_delta_temp_in_out: NECB_Default :nv_opening_fraction: NECB_Default :nv_temp_out_min: NECB_Default :nv_type: NECB_Default :oa_scale: NECB_Default :occupancy_loads_scale: NECB_Default :output_meters: [] :output_variables: - frequency: hourly key: '*' operation: '*' unit: '*' variable: Zone Air Temperature - frequency: hourly key: '*' operation: sum unit: GJ variable: Lights Total Heating Energy :overhead_door_cond: NECB_Default :primary_heating_fuel: NaturalGas :pv_ground_azimuth_angle: NECB_Default :pv_ground_module_description: NECB_Default :pv_ground_tilt_angle: NECB_Default :pv_ground_total_area_pv_panels_m2: NECB_Default :pv_ground_type: NECB_Default :rotation_degrees: NECB_Default :run_annual_simulation: true :scale_x: NECB_Default :scale_y: NECB_Default :scale_z: NECB_Default :scenario: :ecm_system_name :shw_eff: NECB_Default :shw_scale: NECB_Default :skylight_cond: NECB_Default :skylight_solar_trans: NECB_Default :srr_set: NECB_Default :template: NECB2020 | file:///C:\Users\plopez\btap_batch\output\sensitivity_example\sensitivity\runs\4f6b2ce1-fc3d-430c-9f5a-3a1965e53e18 | docker run --rm -v C:\Users\plopez\btap_batch\output\sensitivity_example\sensitivity\runs:/btap_costing/utilities/btap_cli/output -v C:\Users\plopez\btap_batch\output\sensitivity_example\sensitivity\runs\4f6b2ce1-fc3d-430c-9f5a-3a1965e53e18:/btap_costing/utilities/btap_cli/input phylroy_lopez_btap_cli bundle exec ruby btap_cli.rb | SUCCEEDED | 176.9614 | 2.0201 | 0.0026508 | 0.0016031 | 42729794 | 0 | 0 | 0 | 0 | 286.6793 | 131.2346 | 511.15 | 845.2233 | 37.3 | FullServiceRestaurant |  |  | 0 | FullServiceRestaurant | 1 |  | 1 | NECB2020 | 0.35004 | 2414.6632 | 27.6642 | 243.8499 | 584.1838 | 84.3566 | 0 | 16.2621 | 0 | 1153.8329 | 225.1805 | MONTREAL | QUEBEC | 0.26507 | 10.7643 | 0 | 11.0294 | 16.1491 | 2.946 | 0 | 19.0952 | 0 | 0.24597 | 0.21058 | 0.27522 | 0.59499 | 0.10204 | 0.045525 | 0.46618 | 0.067182 | 0.15395 | 0.2179 | 0.016218 | 0.81289 | 0.20162 | 46.8811 | 152.1617 | District Heat | 37.3 | 0.757 | [5 empty] | 0.138 | 0.24 | 1.73 |  | 0 | 25.5868 | Montreal-Trudeau Intl AP | CAN | 323 | 4090 | 45.471 | -73.741 | 6 | 4400 | QC | CAN_QC_Montreal-Trudeau.Intl.AP.716270_CWEC2016.epw | 1.2987 | 1461.6645 | 27.6642 | 25.5868 | 7.6254 | 17.7109 | FALSE | FALSE | FALSE | FALSE | 12.385 | 16.0738 | -1 | 0 | 0 | 0 | 103.06 | 44.149 | 1.0279 | 0.023283 | 375.71 | 0.1 | 2023-08-22 14:00:12 -0400 | 8b8e2b3c9 | 0.4.0 | 0.81289 | 3.17 | 0.17 | 0 | 0 | 0.047943 | 6.2911e-05 | 3.8046e-05 | 1014108.6875 | 1.4048 | 0.0018434 | 0.0011148 | 29714198.5 | 0 | 0 | 0 | 0 | 112 | 0 | 0 | 0 |  | :ecm_system_name | 4.1 | -0.2 | 0.6 | 0 | 0 | -532.2 | 0 | 0 | 0 | 0 | -4.9 | -537.1 | -9.6 | 36.3 | tier_2 | 73.6 | -438.1 | 31.67 | 24 | 2.0718 | 0.0027186 | 0.0016441 | 43822978 | 0 | 0 | 0 | 0 | 0.047943 | 6.2911e-05 | 3.8046e-05 | 1014108.6875 | 1.4407 | 0.0018905 | 0.0011433 | 30474389.5 | 0 | 0 | 0 | 0
0 | FullServiceRestaurant | NECB2020 | CAN_QC_Montreal-Trudeau.Intl.AP.716270_CWEC2016.epw | NaturalGas | NECB_Default | NECB_Default | 1 | NECB_Default | NECB_Default | NECB_Default | NECB_Default | NECB_Default | NECB_Default | NECB_Default | NECB_Default | NECB_Default | NECB_Default | NECB_Default | NECB_Default | NECB_Default | NECB_Default | NECB_Default | NECB_Default | NECB_Default | NECB_Default | NECB_Default | NECB_Default | NECB_Default | NECB_Default | NECB_Default | NECB_Default | NECB_Default | NECB_Default | NECB_Default | NECB_Default | NECB_Default | NECB_Default | NECB_Default | NECB_Default | NECB_Default | NECB_Default | NECB_Default | NECB_Default | NECB_Default | NECB_Default | NECB_Default | NECB_Default | NECB_Default | NECB_Default | NECB_Default | NECB_Default | NECB_Default | NECB_Default | NECB_Default | sensitivity | 5158fca3-a9d2-4355-bace-ab004e6311ce | 5afcf5d1-c030-4cdc-872e-fe91b20ee7a9 | sensitivity_example | local_docker | TRUE | 5158fca3-a9d2-4355-bace-ab004e6311ce | :adv_dx_units: NECB_Default :airloop_economizer_type: NECB_Default :algorithm_type: sensitivity :analysis_id: 5afcf5d1-c030-4cdc-872e-fe91b20ee7a9 :analysis_name: sensitivity_example :baseline_system_zones_map_option: NECB_Default :boiler_eff: NECB_Default :building_type: FullServiceRestaurant :chiller_type: NECB_Default :compute_environment: local_docker :datapoint_id: 5158fca3-a9d2-4355-bace-ab004e6311ce :daylighting_type: NECB_Default :dcv_type: NECB_Default :door_construction_cond: NECB_Default :ecm_system_name: NECB_Default :electrical_loads_scale: NECB_Default :epw_file: CAN_QC_Montreal-Trudeau.Intl.AP.716270_CWEC2016.epw :erv_package: NECB_Default :ext_floor_cond: NECB_Default :ext_roof_cond: NECB_Default :ext_wall_cond: NECB_Default :fdwr_set: NECB_Default :fixed_wind_solar_trans: NECB_Default :fixed_window_cond: NECB_Default :furnace_eff: NECB_Default :glass_door_cond: NECB_Default :glass_door_solar_trans: NECB_Default :ground_floor_cond: NECB_Default :ground_roof_cond: NECB_Default :ground_wall_cond: NECB_Default :infiltration_scale: NECB_Default :job_id: 5158fca3-a9d2-4355-bace-ab004e6311ce :lights_scale: '1.0' :lights_type: NECB_Default :npv_discount_rate: NECB_Default :npv_end_year: NECB_Default :npv_start_year: NECB_Default :nv_delta_temp_in_out: NECB_Default :nv_opening_fraction: NECB_Default :nv_temp_out_min: NECB_Default :nv_type: NECB_Default :oa_scale: NECB_Default :occupancy_loads_scale: NECB_Default :output_meters: [] :output_variables: - frequency: hourly key: '*' operation: '*' unit: '*' variable: Zone Air Temperature - frequency: hourly key: '*' operation: sum unit: GJ variable: Lights Total Heating Energy :overhead_door_cond: NECB_Default :primary_heating_fuel: NaturalGas :pv_ground_azimuth_angle: NECB_Default :pv_ground_module_description: NECB_Default :pv_ground_tilt_angle: NECB_Default :pv_ground_total_area_pv_panels_m2: NECB_Default :pv_ground_type: NECB_Default :rotation_degrees: NECB_Default :run_annual_simulation: true :scale_x: NECB_Default :scale_y: NECB_Default :scale_z: NECB_Default :scenario: :dcv_type :shw_eff: NECB_Default :shw_scale: NECB_Default :skylight_cond: NECB_Default :skylight_solar_trans: NECB_Default :srr_set: NECB_Default :template: NECB2020 | file:///C:\Users\plopez\btap_batch\output\sensitivity_example\sensitivity\runs\5158fca3-a9d2-4355-bace-ab004e6311ce | docker run --rm -v C:\Users\plopez\btap_batch\output\sensitivity_example\sensitivity\runs:/btap_costing/utilities/btap_cli/output -v C:\Users\plopez\btap_batch\output\sensitivity_example\sensitivity\runs\5158fca3-a9d2-4355-bace-ab004e6311ce:/btap_costing/utilities/btap_cli/input phylroy_lopez_btap_cli bundle exec ruby btap_cli.rb | SUCCEEDED | 143.9793 | 2.0718 | 0.0027186 | 0.0016441 | 43822978 | 0 | 0 | 0 | 0 | 280.2993 | 126.9414 | 511.15 | 845.2233 | 37.3 | FullServiceRestaurant |  |  | 0 | FullServiceRestaurant | 1 |  | 1 | NECB2020 | 0.35004 | 2414.6632 | 24.7499 | 243.8499 | 51.9362 | 84.3566 | 0 | 16.2621 | 0 | 616.7259 | 220.3211 | MONTREAL | QUEBEC | 0.1939 | 41.5198 | 0 | 41.7137 | 11.8133 | 11.3633 | 0 | 23.1766 | 0 | 0.051707 | 0 | 0 | 0.43525 | 0.1147 | 0.045525 | 0.63901 | 0.067182 | 0.15395 | 0.84048 | 0.0021911 | 1.2757 | 0.20147 | 42.7574 | 264.4869 | Natural Gas | 37.3 | 0.757 | [5 empty] | 0.138 | 0.24 | 1.73 |  | 0 | 0 | Montreal-Trudeau Intl AP | CAN | 323 | 4090 | 45.471 | -73.741 | 6 | 4400 | QC | CAN_QC_Montreal-Trudeau.Intl.AP.716270_CWEC2016.epw | 1.2757 | 1023.5227 | 24.7499 | 0 | 7.6253 | 17.711 | FALSE | FALSE | FALSE | TRUE | 12.385 | 16.0738 | -1 | 0 | 0 | 0 | 102.98 | 44.149 | 1.0279 | 0.023283 | 375.71 | 0.1 | 2023-08-22 13:59:41 -0400 | 8b8e2b3c9 | 0.4.0 | 1.2757 | 31.67 | 24 | 0 | 0 | 0.047943 | 6.2911e-05 | 3.8046e-05 | 1014108.6875 | 1.4407 | 0.0018905 | 0.0011433 | 30474389.5 | 0 | 0 | 0 | 0 | 121 | 0 | 0 | 0 |  | :dcv_type | 0 | 0 | 0 | 0 | 0 | 0 | 0 | 0 | 0 | 0 | 0 | 0 | 0 | 0 | tier_1 | 0 | 0 | 31.67 | 24 | 2.0718 | 0.0027186 | 0.0016441 | 43822978 | 0 | 0 | 0 | 0 | 0.047943 | 6.2911e-05 | 3.8046e-05 | 1014108.6875 | 1.4407 | 0.0018905 | 0.0011433 | 30474389.5 | 0 | 0 | 0 | 0
0 | FullServiceRestaurant | NECB2020 | CAN_QC_Montreal-Trudeau.Intl.AP.716270_CWEC2016.epw | NaturalGas | NECB_Default | NECB_Default | 1 | NECB_Default | NECB_Default | NECB_Default | NECB_Default | NECB_Default | NECB_Default | NECB_Default | NECB_Default | NECB_Default | NECB_Default | 0.758 | NECB_Default | NECB_Default | NECB_Default | NECB_Default | NECB_Default | NECB_Default | NECB_Default | NECB_Default | NECB_Default | NECB_Default | NECB_Default | NECB_Default | NECB_Default | NECB_Default | NECB_Default | NECB_Default | NECB_Default | NECB_Default | NECB_Default | NECB_Default | NECB_Default | NECB_Default | NECB_Default | NECB_Default | NECB_Default | NECB_Default | NECB_Default | NECB_Default | NECB_Default | NECB_Default | NECB_Default | NECB_Default | NECB_Default | NECB_Default | NECB_Default | NECB_Default | sensitivity | 52f0dda9-2e93-49fa-ad08-d6c254017a3d | 5afcf5d1-c030-4cdc-872e-fe91b20ee7a9 | sensitivity_example | local_docker | TRUE | 52f0dda9-2e93-49fa-ad08-d6c254017a3d | :adv_dx_units: NECB_Default :airloop_economizer_type: NECB_Default :algorithm_type: sensitivity :analysis_id: 5afcf5d1-c030-4cdc-872e-fe91b20ee7a9 :analysis_name: sensitivity_example :baseline_system_zones_map_option: NECB_Default :boiler_eff: NECB_Default :building_type: FullServiceRestaurant :chiller_type: NECB_Default :compute_environment: local_docker :datapoint_id: 52f0dda9-2e93-49fa-ad08-d6c254017a3d :daylighting_type: NECB_Default :dcv_type: NECB_Default :door_construction_cond: NECB_Default :ecm_system_name: NECB_Default :electrical_loads_scale: NECB_Default :epw_file: CAN_QC_Montreal-Trudeau.Intl.AP.716270_CWEC2016.epw :erv_package: NECB_Default :ext_floor_cond: NECB_Default :ext_roof_cond: NECB_Default :ext_wall_cond: NECB_Default :fdwr_set: NECB_Default :fixed_wind_solar_trans: NECB_Default :fixed_window_cond: NECB_Default :furnace_eff: NECB_Default :glass_door_cond: NECB_Default :glass_door_solar_trans: NECB_Default :ground_floor_cond: '0.758' :ground_roof_cond: NECB_Default :ground_wall_cond: NECB_Default :infiltration_scale: NECB_Default :job_id: 52f0dda9-2e93-49fa-ad08-d6c254017a3d :lights_scale: '1.0' :lights_type: NECB_Default :npv_discount_rate: NECB_Default :npv_end_year: NECB_Default :npv_start_year: NECB_Default :nv_delta_temp_in_out: NECB_Default :nv_opening_fraction: NECB_Default :nv_temp_out_min: NECB_Default :nv_type: NECB_Default :oa_scale: NECB_Default :occupancy_loads_scale: NECB_Default :output_meters: [] :output_variables: - frequency: hourly key: '*' operation: '*' unit: '*' variable: Zone Air Temperature - frequency: hourly key: '*' operation: sum unit: GJ variable: Lights Total Heating Energy :overhead_door_cond: NECB_Default :primary_heating_fuel: NaturalGas :pv_ground_azimuth_angle: NECB_Default :pv_ground_module_description: NECB_Default :pv_ground_tilt_angle: NECB_Default :pv_ground_total_area_pv_panels_m2: NECB_Default :pv_ground_type: NECB_Default :rotation_degrees: NECB_Default :run_annual_simulation: true :scale_x: NECB_Default :scale_y: NECB_Default :scale_z: NECB_Default :scenario: :ground_floor_cond :shw_eff: NECB_Default :shw_scale: NECB_Default :skylight_cond: NECB_Default :skylight_solar_trans: NECB_Default :srr_set: NECB_Default :template: NECB2020 | file:///C:\Users\plopez\btap_batch\output\sensitivity_example\sensitivity\runs\52f0dda9-2e93-49fa-ad08-d6c254017a3d | docker run --rm -v C:\Users\plopez\btap_batch\output\sensitivity_example\sensitivity\runs:/btap_costing/utilities/btap_cli/output -v C:\Users\plopez\btap_batch\output\sensitivity_example\sensitivity\runs\52f0dda9-2e93-49fa-ad08-d6c254017a3d:/btap_costing/utilities/btap_cli/input phylroy_lopez_btap_cli bundle exec ruby btap_cli.rb | SUCCEEDED | 144.9422 | 2.0717 | 0.0027185 | 0.001644 | 43821770 | 0 | 0 | 0 | 0 | 280.3211 | 126.9686 | 511.15 | 845.2233 | 37.3 | FullServiceRestaurant |  |  | 0 | FullServiceRestaurant | 1 |  | 1 | NECB2020 | 0.35004 | 2414.6632 | 24.7495 | 243.8465 | 51.9362 | 84.3566 | 0 | 16.2621 | 0 | 616.7175 | 220.3161 | MONTREAL | QUEBEC | 0.19389 | 41.5256 | 0 | 41.7195 | 11.8128 | 11.3648 | 0 | 23.1776 | 0 | 0.051687 | 0 | 0 | 0.43523 | 0.1147 | 0.045525 | 0.63911 | 0.067182 | 0.15395 | 0.84058 | 0.0021911 | 1.2758 | 0.20147 | 42.7568 | 264.4866 | Natural Gas | 37.3 | 0.758 | [5 empty] | 0.138 | 0.24 | 1.73 |  | 0 | 0 | Montreal-Trudeau Intl AP | CAN | 323 | 4090 | 45.471 | -73.741 | 6 | 4400 | QC | CAN_QC_Montreal-Trudeau.Intl.AP.716270_CWEC2016.epw | 1.2758 | 1023.5327 | 24.7495 | 0 | 7.6253 | 17.711 | FALSE | FALSE | FALSE | TRUE | 12.385 | 16.0738 | -1 | 0 | 0 | 0 | 102.98 | 44.149 | 1.0279 | 0.023283 | 375.71 | 0.1 | 2023-08-22 14:02:18 -0400 | 8b8e2b3c9 | 0.4.0 | 1.2758 | 31.67 | 24 | 0 | 0 | 0.047943 | 6.2911e-05 | 3.8046e-05 | 1014108.6875 | 1.4407 | 0.0018905 | 0.0011433 | 30473549.5 | 0 | 0 | 0 | 0 | 121 | 0 | 0 | 0 |  | :ground_floor_cond | 0 | 0 | 0 | 0 | 0 | 0 | 0 | 0 | 0 | 0 | 0 | 0 | 0 | 0 | tier_1 | 0 | 0 | 31.67 | 24 | 2.0718 | 0.0027186 | 0.0016441 | 43822978 | 0 | 0 | 0 | 0 | 0.047943 | 6.2911e-05 | 3.8046e-05 | 1014108.6875 | 1.4407 | 0.0018905 | 0.0011433 | 30474389.5 | 0 | 0 | 0 | 0
0 | FullServiceRestaurant | NECB2020 | CAN_QC_Montreal-Trudeau.Intl.AP.716270_CWEC2016.epw | NaturalGas | NECB_Default | NECB_Default | 1 | NECB_Default | NECB_Default | NECB_Default | NECB_Default | NECB_Default | NECB_Default | NECB_Default | NECB_Default | NECB_Default | NECB_Default | NECB_Default | 0.21 | NECB_Default | NECB_Default | NECB_Default | NECB_Default | NECB_Default | NECB_Default | NECB_Default | NECB_Default | NECB_Default | NECB_Default | NECB_Default | NECB_Default | NECB_Default | NECB_Default | NECB_Default | NECB_Default | NECB_Default | NECB_Default | NECB_Default | NECB_Default | NECB_Default | NECB_Default | NECB_Default | NECB_Default | NECB_Default | NECB_Default | NECB_Default | NECB_Default | NECB_Default | NECB_Default | NECB_Default | NECB_Default | NECB_Default | NECB_Default | NECB_Default | sensitivity | 538ed913-e5d6-4941-949e-b3841cbf5389 | 5afcf5d1-c030-4cdc-872e-fe91b20ee7a9 | sensitivity_example | local_docker | TRUE | 538ed913-e5d6-4941-949e-b3841cbf5389 | :adv_dx_units: NECB_Default :airloop_economizer_type: NECB_Default :algorithm_type: sensitivity :analysis_id: 5afcf5d1-c030-4cdc-872e-fe91b20ee7a9 :analysis_name: sensitivity_example :baseline_system_zones_map_option: NECB_Default :boiler_eff: NECB_Default :building_type: FullServiceRestaurant :chiller_type: NECB_Default :compute_environment: local_docker :datapoint_id: 538ed913-e5d6-4941-949e-b3841cbf5389 :daylighting_type: NECB_Default :dcv_type: NECB_Default :door_construction_cond: NECB_Default :ecm_system_name: NECB_Default :electrical_loads_scale: NECB_Default :epw_file: CAN_QC_Montreal-Trudeau.Intl.AP.716270_CWEC2016.epw :erv_package: NECB_Default :ext_floor_cond: NECB_Default :ext_roof_cond: NECB_Default :ext_wall_cond: NECB_Default :fdwr_set: NECB_Default :fixed_wind_solar_trans: NECB_Default :fixed_window_cond: NECB_Default :furnace_eff: NECB_Default :glass_door_cond: NECB_Default :glass_door_solar_trans: NECB_Default :ground_floor_cond: NECB_Default :ground_roof_cond: '0.210' :ground_wall_cond: NECB_Default :infiltration_scale: NECB_Default :job_id: 538ed913-e5d6-4941-949e-b3841cbf5389 :lights_scale: '1.0' :lights_type: NECB_Default :npv_discount_rate: NECB_Default :npv_end_year: NECB_Default :npv_start_year: NECB_Default :nv_delta_temp_in_out: NECB_Default :nv_opening_fraction: NECB_Default :nv_temp_out_min: NECB_Default :nv_type: NECB_Default :oa_scale: NECB_Default :occupancy_loads_scale: NECB_Default :output_meters: [] :output_variables: - frequency: hourly key: '*' operation: '*' unit: '*' variable: Zone Air Temperature - frequency: hourly key: '*' operation: sum unit: GJ variable: Lights Total Heating Energy :overhead_door_cond: NECB_Default :primary_heating_fuel: NaturalGas :pv_ground_azimuth_angle: NECB_Default :pv_ground_module_description: NECB_Default :pv_ground_tilt_angle: NECB_Default :pv_ground_total_area_pv_panels_m2: NECB_Default :pv_ground_type: NECB_Default :rotation_degrees: NECB_Default :run_annual_simulation: true :scale_x: NECB_Default :scale_y: NECB_Default :scale_z: NECB_Default :scenario: :ground_roof_cond :shw_eff: NECB_Default :shw_scale: NECB_Default :skylight_cond: NECB_Default :skylight_solar_trans: NECB_Default :srr_set: NECB_Default :template: NECB2020 | file:///C:\Users\plopez\btap_batch\output\sensitivity_example\sensitivity\runs\538ed913-e5d6-4941-949e-b3841cbf5389 | docker run --rm -v C:\Users\plopez\btap_batch\output\sensitivity_example\sensitivity\runs:/btap_costing/utilities/btap_cli/output -v C:\Users\plopez\btap_batch\output\sensitivity_example\sensitivity\runs\538ed913-e5d6-4941-949e-b3841cbf5389:/btap_costing/utilities/btap_cli/input phylroy_lopez_btap_cli bundle exec ruby btap_cli.rb | SUCCEEDED | 143.57 | 2.0718 | 0.0027186 | 0.0016441 | 43822978 | 0 | 0 | 0 | 0 | 280.2993 | 126.9414 | 511.15 | 845.2233 | 37.3 | FullServiceRestaurant |  |  | 0 | FullServiceRestaurant | 1 |  | 1 | NECB2020 | 0.35004 | 2414.6632 | 24.7499 | 243.8499 | 51.9362 | 84.3566 | 0 | 16.2621 | 0 | 616.7259 | 220.3211 | MONTREAL | QUEBEC | 0.1939 | 41.5198 | 0 | 41.7137 | 11.8133 | 11.3633 | 0 | 23.1766 | 0 | 0.051707 | 0 | 0 | 0.43525 | 0.1147 | 0.045525 | 0.63901 | 0.067182 | 0.15395 | 0.84048 | 0.0021911 | 1.2757 | 0.20147 | 42.7574 | 264.4869 | Natural Gas | 37.3 | 0.757 | [5 empty] | 0.138 | 0.24 | 1.73 |  | 0 | 0 | Montreal-Trudeau Intl AP | CAN | 323 | 4090 | 45.471 | -73.741 | 6 | 4400 | QC | CAN_QC_Montreal-Trudeau.Intl.AP.716270_CWEC2016.epw | 1.2757 | 1023.5227 | 24.7499 | 0 | 7.6253 | 17.711 | FALSE | FALSE | FALSE | TRUE | 12.385 | 16.0738 | -1 | 0 | 0 | 0 | 102.98 | 44.149 | 1.0279 | 0.023283 | 375.71 | 0.1 | 2023-08-22 14:02:21 -0400 | 8b8e2b3c9 | 0.4.0 | 1.2757 | 31.67 | 24 | 0 | 0 | 0.047943 | 6.2911e-05 | 3.8046e-05 | 1014108.6875 | 1.4407 | 0.0018905 | 0.0011433 | 30474389.5 | 0 | 0 | 0 | 0 | 121 | 0 | 0 | 0 |  | :ground_roof_cond | 0 | 0 | 0 | 0 | 0 | 0 | 0 | 0 | 0 | 0 | 0 | 0 | 0 | 0 | tier_1 | 0 | 0 | 31.67 | 24 | 2.0718 | 0.0027186 | 0.0016441 | 43822978 | 0 | 0 | 0 | 0 | 0.047943 | 6.2911e-05 | 3.8046e-05 | 1014108.6875 | 1.4407 | 0.0018905 | 0.0011433 | 30474389.5 | 0 | 0 | 0 | 0
0 | FullServiceRestaurant | NECB2020 | CAN_QC_Montreal-Trudeau.Intl.AP.716270_CWEC2016.epw | NaturalGas | NECB_Default | NECB_Default | 1 | NECB_Default | NECB_Default | NECB_Default | NECB_Default | NECB_Default | NECB_Default | NECB_Default | NECB_Default | NECB_Default | 0.284 | NECB_Default | NECB_Default | NECB_Default | NECB_Default | NECB_Default | NECB_Default | NECB_Default | NECB_Default | NECB_Default | NECB_Default | NECB_Default | NECB_Default | NECB_Default | NECB_Default | NECB_Default | NECB_Default | NECB_Default | NECB_Default | NECB_Default | NECB_Default | NECB_Default | NECB_Default | NECB_Default | NECB_Default | NECB_Default | NECB_Default | NECB_Default | NECB_Default | NECB_Default | NECB_Default | NECB_Default | NECB_Default | NECB_Default | NECB_Default | NECB_Default | NECB_Default | NECB_Default | sensitivity | 5768233b-a85a-410c-9c80-4027fa8dd82f | 5afcf5d1-c030-4cdc-872e-fe91b20ee7a9 | sensitivity_example | local_docker | TRUE | 5768233b-a85a-410c-9c80-4027fa8dd82f | :adv_dx_units: NECB_Default :airloop_economizer_type: NECB_Default :algorithm_type: sensitivity :analysis_id: 5afcf5d1-c030-4cdc-872e-fe91b20ee7a9 :analysis_name: sensitivity_example :baseline_system_zones_map_option: NECB_Default :boiler_eff: NECB_Default :building_type: FullServiceRestaurant :chiller_type: NECB_Default :compute_environment: local_docker :datapoint_id: 5768233b-a85a-410c-9c80-4027fa8dd82f :daylighting_type: NECB_Default :dcv_type: NECB_Default :door_construction_cond: NECB_Default :ecm_system_name: NECB_Default :electrical_loads_scale: NECB_Default :epw_file: CAN_QC_Montreal-Trudeau.Intl.AP.716270_CWEC2016.epw :erv_package: NECB_Default :ext_floor_cond: NECB_Default :ext_roof_cond: NECB_Default :ext_wall_cond: NECB_Default :fdwr_set: NECB_Default :fixed_wind_solar_trans: NECB_Default :fixed_window_cond: NECB_Default :furnace_eff: NECB_Default :glass_door_cond: NECB_Default :glass_door_solar_trans: NECB_Default :ground_floor_cond: NECB_Default :ground_roof_cond: NECB_Default :ground_wall_cond: '0.284' :infiltration_scale: NECB_Default :job_id: 5768233b-a85a-410c-9c80-4027fa8dd82f :lights_scale: '1.0' :lights_type: NECB_Default :npv_discount_rate: NECB_Default :npv_end_year: NECB_Default :npv_start_year: NECB_Default :nv_delta_temp_in_out: NECB_Default :nv_opening_fraction: NECB_Default :nv_temp_out_min: NECB_Default :nv_type: NECB_Default :oa_scale: NECB_Default :occupancy_loads_scale: NECB_Default :output_meters: [] :output_variables: - frequency: hourly key: '*' operation: '*' unit: '*' variable: Zone Air Temperature - frequency: hourly key: '*' operation: sum unit: GJ variable: Lights Total Heating Energy :overhead_door_cond: NECB_Default :primary_heating_fuel: NaturalGas :pv_ground_azimuth_angle: NECB_Default :pv_ground_module_description: NECB_Default :pv_ground_tilt_angle: NECB_Default :pv_ground_total_area_pv_panels_m2: NECB_Default :pv_ground_type: NECB_Default :rotation_degrees: NECB_Default :run_annual_simulation: true :scale_x: NECB_Default :scale_y: NECB_Default :scale_z: NECB_Default :scenario: :ground_wall_cond :shw_eff: NECB_Default :shw_scale: NECB_Default :skylight_cond: NECB_Default :skylight_solar_trans: NECB_Default :srr_set: NECB_Default :template: NECB2020 | file:///C:\Users\plopez\btap_batch\output\sensitivity_example\sensitivity\runs\5768233b-a85a-410c-9c80-4027fa8dd82f | docker run --rm -v C:\Users\plopez\btap_batch\output\sensitivity_example\sensitivity\runs:/btap_costing/utilities/btap_cli/output -v C:\Users\plopez\btap_batch\output\sensitivity_example\sensitivity\runs\5768233b-a85a-410c-9c80-4027fa8dd82f:/btap_costing/utilities/btap_cli/input phylroy_lopez_btap_cli bundle exec ruby btap_cli.rb | SUCCEEDED | 139.5513 | 2.0718 | 0.0027186 | 0.0016441 | 43822978 | 0 | 0 | 0 | 0 | 280.2993 | 126.9414 | 511.15 | 845.2233 | 37.3 | FullServiceRestaurant |  |  | 0 | FullServiceRestaurant | 1 |  | 1 | NECB2020 | 0.35004 | 2414.6632 | 24.7499 | 243.8499 | 51.9362 | 84.3566 | 0 | 16.2621 | 0 | 616.7259 | 220.3211 | MONTREAL | QUEBEC | 0.1939 | 41.5198 | 0 | 41.7137 | 11.8133 | 11.3633 | 0 | 23.1766 | 0 | 0.051707 | 0 | 0 | 0.43525 | 0.1147 | 0.045525 | 0.63901 | 0.067182 | 0.15395 | 0.84048 | 0.0021911 | 1.2757 | 0.20147 | 42.7574 | 264.4869 | Natural Gas | 37.3 | 0.757 | [5 empty] | 0.138 | 0.24 | 1.73 |  | 0 | 0 | Montreal-Trudeau Intl AP | CAN | 323 | 4090 | 45.471 | -73.741 | 6 | 4400 | QC | CAN_QC_Montreal-Trudeau.Intl.AP.716270_CWEC2016.epw | 1.2757 | 1023.5227 | 24.7499 | 0 | 7.6253 | 17.711 | FALSE | FALSE | FALSE | TRUE | 12.385 | 16.0738 | -1 | 0 | 0 | 0 | 102.98 | 44.149 | 1.0279 | 0.023283 | 375.71 | 0.1 | 2023-08-22 14:02:09 -0400 | 8b8e2b3c9 | 0.4.0 | 1.2757 | 31.67 | 24 | 0 | 0 | 0.047943 | 6.2911e-05 | 3.8046e-05 | 1014108.6875 | 1.4407 | 0.0018905 | 0.0011433 | 30474389.5 | 0 | 0 | 0 | 0 | 121 | 0 | 0 | 0 |  | :ground_wall_cond | 0 | 0 | 0 | 0 | 0 | 0 | 0 | 0 | 0 | 0 | 0 | 0 | 0 | 0 | tier_1 | 0 | 0 | 31.67 | 24 | 2.0718 | 0.0027186 | 0.0016441 | 43822978 | 0 | 0 | 0 | 0 | 0.047943 | 6.2911e-05 | 3.8046e-05 | 1014108.6875 | 1.4407 | 0.0018905 | 0.0011433 | 30474389.5 | 0 | 0 | 0 | 0
0 | FullServiceRestaurant | NECB2020 | CAN_QC_Montreal-Trudeau.Intl.AP.716270_CWEC2016.epw | NaturalGas | NECB_Default | NECB_Default | 1 | NECB_Default | NECB_Default | NECB_Default | NECB_Default | NECB_Default | NECB_Default | NECB_Default | 0.227 | NECB_Default | NECB_Default | NECB_Default | NECB_Default | NECB_Default | NECB_Default | NECB_Default | NECB_Default | NECB_Default | NECB_Default | NECB_Default | NECB_Default | NECB_Default | NECB_Default | NECB_Default | NECB_Default | NECB_Default | NECB_Default | NECB_Default | NECB_Default | NECB_Default | NECB_Default | NECB_Default | NECB_Default | NECB_Default | NECB_Default | NECB_Default | NECB_Default | NECB_Default | NECB_Default | NECB_Default | NECB_Default | NECB_Default | NECB_Default | NECB_Default | NECB_Default | NECB_Default | NECB_Default | NECB_Default | sensitivity | 5b4d116b-5a1d-455e-8c18-8071a54b53b5 | 5afcf5d1-c030-4cdc-872e-fe91b20ee7a9 | sensitivity_example | local_docker | TRUE | 5b4d116b-5a1d-455e-8c18-8071a54b53b5 | :adv_dx_units: NECB_Default :airloop_economizer_type: NECB_Default :algorithm_type: sensitivity :analysis_id: 5afcf5d1-c030-4cdc-872e-fe91b20ee7a9 :analysis_name: sensitivity_example :baseline_system_zones_map_option: NECB_Default :boiler_eff: NECB_Default :building_type: FullServiceRestaurant :chiller_type: NECB_Default :compute_environment: local_docker :datapoint_id: 5b4d116b-5a1d-455e-8c18-8071a54b53b5 :daylighting_type: NECB_Default :dcv_type: NECB_Default :door_construction_cond: NECB_Default :ecm_system_name: NECB_Default :electrical_loads_scale: NECB_Default :epw_file: CAN_QC_Montreal-Trudeau.Intl.AP.716270_CWEC2016.epw :erv_package: NECB_Default :ext_floor_cond: '0.227' :ext_roof_cond: NECB_Default :ext_wall_cond: NECB_Default :fdwr_set: NECB_Default :fixed_wind_solar_trans: NECB_Default :fixed_window_cond: NECB_Default :furnace_eff: NECB_Default :glass_door_cond: NECB_Default :glass_door_solar_trans: NECB_Default :ground_floor_cond: NECB_Default :ground_roof_cond: NECB_Default :ground_wall_cond: NECB_Default :infiltration_scale: NECB_Default :job_id: 5b4d116b-5a1d-455e-8c18-8071a54b53b5 :lights_scale: '1.0' :lights_type: NECB_Default :npv_discount_rate: NECB_Default :npv_end_year: NECB_Default :npv_start_year: NECB_Default :nv_delta_temp_in_out: NECB_Default :nv_opening_fraction: NECB_Default :nv_temp_out_min: NECB_Default :nv_type: NECB_Default :oa_scale: NECB_Default :occupancy_loads_scale: NECB_Default :output_meters: [] :output_variables: - frequency: hourly key: '*' operation: '*' unit: '*' variable: Zone Air Temperature - frequency: hourly key: '*' operation: sum unit: GJ variable: Lights Total Heating Energy :overhead_door_cond: NECB_Default :primary_heating_fuel: NaturalGas :pv_ground_azimuth_angle: NECB_Default :pv_ground_module_description: NECB_Default :pv_ground_tilt_angle: NECB_Default :pv_ground_total_area_pv_panels_m2: NECB_Default :pv_ground_type: NECB_Default :rotation_degrees: NECB_Default :run_annual_simulation: true :scale_x: NECB_Default :scale_y: NECB_Default :scale_z: NECB_Default :scenario: :ext_floor_cond :shw_eff: NECB_Default :shw_scale: NECB_Default :skylight_cond: NECB_Default :skylight_solar_trans: NECB_Default :srr_set: NECB_Default :template: NECB2020 | file:///C:\Users\plopez\btap_batch\output\sensitivity_example\sensitivity\runs\5b4d116b-5a1d-455e-8c18-8071a54b53b5 | docker run --rm -v C:\Users\plopez\btap_batch\output\sensitivity_example\sensitivity\runs:/btap_costing/utilities/btap_cli/output -v C:\Users\plopez\btap_batch\output\sensitivity_example\sensitivity\runs\5b4d116b-5a1d-455e-8c18-8071a54b53b5:/btap_costing/utilities/btap_cli/input phylroy_lopez_btap_cli bundle exec ruby btap_cli.rb | SUCCEEDED | 159.8076 | 2.0718 | 0.0027186 | 0.0016441 | 43822978 | 0 | 0 | 0 | 0 | 280.2993 | 126.9414 | 511.15 | 845.2233 | 37.3 | FullServiceRestaurant |  |  | 0 | FullServiceRestaurant | 1 |  | 1 | NECB2020 | 0.35004 | 2414.6632 | 24.7499 | 243.8499 | 51.9362 | 84.3566 | 0 | 16.2621 | 0 | 616.7259 | 220.3211 | MONTREAL | QUEBEC | 0.1939 | 41.5198 | 0 | 41.7137 | 11.8133 | 11.3633 | 0 | 23.1766 | 0 | 0.051707 | 0 | 0 | 0.43525 | 0.1147 | 0.045525 | 0.63901 | 0.067182 | 0.15395 | 0.84048 | 0.0021911 | 1.2757 | 0.20147 | 42.7574 | 264.4869 | Natural Gas | 37.3 | 0.757 | [5 empty] | 0.138 | 0.24 | 1.73 |  | 0 | 0 | Montreal-Trudeau Intl AP | CAN | 323 | 4090 | 45.471 | -73.741 | 6 | 4400 | QC | CAN_QC_Montreal-Trudeau.Intl.AP.716270_CWEC2016.epw | 1.2757 | 1023.5227 | 24.7499 | 0 | 7.6253 | 17.711 | FALSE | FALSE | FALSE | TRUE | 12.385 | 16.0738 | -1 | 0 | 0 | 0 | 102.98 | 44.149 | 1.0279 | 0.023283 | 375.71 | 0.1 | 2023-08-22 13:59:54 -0400 | 8b8e2b3c9 | 0.4.0 | 1.2757 | 31.67 | 24 | 0 | 0 | 0.047943 | 6.2911e-05 | 3.8046e-05 | 1014108.6875 | 1.4407 | 0.0018905 | 0.0011433 | 30474389.5 | 0 | 0 | 0 | 0 | 121 | 0 | 0 | 0 |  | :ext_floor_cond | 0 | 0 | 0 | 0 | 0 | 0 | 0 | 0 | 0 | 0 | 0 | 0 | 0 | 0 | tier_1 | 0 | 0 | 31.67 | 24 | 2.0718 | 0.0027186 | 0.0016441 | 43822978 | 0 | 0 | 0 | 0 | 0.047943 | 6.2911e-05 | 3.8046e-05 | 1014108.6875 | 1.4407 | 0.0018905 | 0.0011433 | 30474389.5 | 0 | 0 | 0 | 0
0 | FullServiceRestaurant | NECB2020 | CAN_QC_Montreal-Trudeau.Intl.AP.716270_CWEC2016.epw | NaturalGas | NECB_Default | NECB_Default | 1 | NECB_Default | HS11_ASHP_PTHP | NECB_Default | NECB_Default | NECB_Default | NECB_Default | NECB_Default | NECB_Default | NECB_Default | NECB_Default | NECB_Default | NECB_Default | NECB_Default | NECB_Default | NECB_Default | NECB_Default | NECB_Default | NECB_Default | NECB_Default | NECB_Default | NECB_Default | NECB_Default | NECB_Default | NECB_Default | NECB_Default | NECB_Default | NECB_Default | NECB_Default | NECB_Default | NECB_Default | NECB_Default | NECB_Default | NECB_Default | NECB_Default | NECB_Default | NECB_Default | NECB_Default | NECB_Default | NECB_Default | NECB_Default | NECB_Default | NECB_Default | NECB_Default | NECB_Default | NECB_Default | NECB_Default | NECB_Default | sensitivity | 5c352362-5125-49c0-a07d-b2e16a843a96 | 5afcf5d1-c030-4cdc-872e-fe91b20ee7a9 | sensitivity_example | local_docker | TRUE | 5c352362-5125-49c0-a07d-b2e16a843a96 | :adv_dx_units: NECB_Default :airloop_economizer_type: NECB_Default :algorithm_type: sensitivity :analysis_id: 5afcf5d1-c030-4cdc-872e-fe91b20ee7a9 :analysis_name: sensitivity_example :baseline_system_zones_map_option: NECB_Default :boiler_eff: NECB_Default :building_type: FullServiceRestaurant :chiller_type: NECB_Default :compute_environment: local_docker :datapoint_id: 5c352362-5125-49c0-a07d-b2e16a843a96 :daylighting_type: NECB_Default :dcv_type: NECB_Default :door_construction_cond: NECB_Default :ecm_system_name: HS11_ASHP_PTHP :electrical_loads_scale: NECB_Default :epw_file: CAN_QC_Montreal-Trudeau.Intl.AP.716270_CWEC2016.epw :erv_package: NECB_Default :ext_floor_cond: NECB_Default :ext_roof_cond: NECB_Default :ext_wall_cond: NECB_Default :fdwr_set: NECB_Default :fixed_wind_solar_trans: NECB_Default :fixed_window_cond: NECB_Default :furnace_eff: NECB_Default :glass_door_cond: NECB_Default :glass_door_solar_trans: NECB_Default :ground_floor_cond: NECB_Default :ground_roof_cond: NECB_Default :ground_wall_cond: NECB_Default :infiltration_scale: NECB_Default :job_id: 5c352362-5125-49c0-a07d-b2e16a843a96 :lights_scale: '1.0' :lights_type: NECB_Default :npv_discount_rate: NECB_Default :npv_end_year: NECB_Default :npv_start_year: NECB_Default :nv_delta_temp_in_out: NECB_Default :nv_opening_fraction: NECB_Default :nv_temp_out_min: NECB_Default :nv_type: NECB_Default :oa_scale: NECB_Default :occupancy_loads_scale: NECB_Default :output_meters: [] :output_variables: - frequency: hourly key: '*' operation: '*' unit: '*' variable: Zone Air Temperature - frequency: hourly key: '*' operation: sum unit: GJ variable: Lights Total Heating Energy :overhead_door_cond: NECB_Default :primary_heating_fuel: NaturalGas :pv_ground_azimuth_angle: NECB_Default :pv_ground_module_description: NECB_Default :pv_ground_tilt_angle: NECB_Default :pv_ground_total_area_pv_panels_m2: NECB_Default :pv_ground_type: NECB_Default :rotation_degrees: NECB_Default :run_annual_simulation: true :scale_x: NECB_Default :scale_y: NECB_Default :scale_z: NECB_Default :scenario: :ecm_system_name :shw_eff: NECB_Default :shw_scale: NECB_Default :skylight_cond: NECB_Default :skylight_solar_trans: NECB_Default :srr_set: NECB_Default :template: NECB2020 | file:///C:\Users\plopez\btap_batch\output\sensitivity_example\sensitivity\runs\5c352362-5125-49c0-a07d-b2e16a843a96 | docker run --rm -v C:\Users\plopez\btap_batch\output\sensitivity_example\sensitivity\runs:/btap_costing/utilities/btap_cli/output -v C:\Users\plopez\btap_batch\output\sensitivity_example\sensitivity\runs\5c352362-5125-49c0-a07d-b2e16a843a96:/btap_costing/utilities/btap_cli/input phylroy_lopez_btap_cli bundle exec ruby btap_cli.rb | SUCCEEDED | 167.7755 | 2.0201 | 0.0026508 | 0.0016031 | 42729794 | 0 | 0 | 0 | 0 | 196.3057 | 127.9903 | 511.15 | 845.2233 | 37.3 | FullServiceRestaurant |  |  | 0 | FullServiceRestaurant | 1 |  | 1 | NECB2020 | 0.35004 | 2414.6632 | 27.9156 | 243.8499 | 117.5059 | 84.3566 | 0 | 16.2621 | 0 | 670.9628 | 208.9883 | MONTREAL | QUEBEC | 0.28049 | 16.9796 | 0 | 17.2601 | 17.0884 | 4.647 | 0 | 21.7354 | 0 | 0.055659 | 0 | 0 | 0.62964 | 0.1004 | 0.045525 | 0.34902 | 0.067182 | 0.15395 | 0.34372 | 0 | 0.97335 | 0.20162 | 67.4857 | 208.7586 | Electricity | 37.3 | 0.757 | [5 empty] | 0.138 | 0.24 | 1.73 |  | 0 | 51.1557 | Montreal-Trudeau Intl AP | CAN | 323 | 4090 | 45.471 | -73.741 | 6 | 4400 | QC | CAN_QC_Montreal-Trudeau.Intl.AP.716270_CWEC2016.epw | 0.97334 | 1026.8791 | 27.9156 | 51.1557 | 7.6253 | 17.7112 | FALSE | FALSE | FALSE | FALSE | 12.385 | 16.0739 | -1 | 0 | 0 | 0 | 103.06 | 44.149 | 1.0279 | 0.023283 | 375.71 | 0.1 | 2023-08-22 14:00:00 -0400 | 8b8e2b3c9 | 0.4.0 | 0.97335 | 2.83 | 0 | 0.67 | 0.67 | 0.047943 | 6.2911e-05 | 3.8046e-05 | 1014108.6875 | 1.4048 | 0.0018434 | 0.0011148 | 29714208.25 | 0 | 0 | 0 | 0 | 130 | 0 | 0 | 0 |  | :ecm_system_name | 1.4 | -0.2 | 0.5 | 0 | 0 | -65.6 | 0 | 0 | 0 | 0 | 11.3 | -54.2 | -57.8 | 23.7 | tier_1 | 58.6 | -3.4 | 31.67 | 24 | 2.0718 | 0.0027186 | 0.0016441 | 43822978 | 0 | 0 | 0 | 0 | 0.047943 | 6.2911e-05 | 3.8046e-05 | 1014108.6875 | 1.4407 | 0.0018905 | 0.0011433 | 30474389.5 | 0 | 0 | 0 | 0
0 | FullServiceRestaurant | NECB2020 | CAN_QC_Montreal-Trudeau.Intl.AP.716270_CWEC2016.epw | NaturalGas | NECB_Default | NECB_Default | 1 | NECB_Default | NECB_Default | NECB_Default | NECB_Default | NECB_Default | NECB_Default | NECB_Default | NECB_Default | NECB_Default | NECB_Default | NECB_Default | NECB_Default | NECB_Default | NECB_Default | NECB_Default | NECB_Default | NECB_Default | NECB_Default | NECB_Default | NECB_Default | NECB_Default | NECB_Default | NECB_Default | NECB_Default | NECB_Default | NECB_Default | NECB_Default | NECB_Default | NECB_Default | NECB_Default | NECB_Default | NECB_Default | NECB_Default | NECB_Default | NECB_Default | NECB_Default | NECB_Default | NECB_Default | NECB_Default | NECB_Default | NECB_Default | NECB_Default | NECB_Default | NECB_Default | NECB_Default | NECB_Default | NECB_Default | sensitivity | 5e0e3b98-f044-4bec-b523-98a2fd1fa986 | 5afcf5d1-c030-4cdc-872e-fe91b20ee7a9 | sensitivity_example | local_docker | TRUE | 5e0e3b98-f044-4bec-b523-98a2fd1fa986 | :adv_dx_units: NECB_Default :airloop_economizer_type: NECB_Default :algorithm_type: sensitivity :analysis_id: 5afcf5d1-c030-4cdc-872e-fe91b20ee7a9 :analysis_name: sensitivity_example :baseline_system_zones_map_option: NECB_Default :boiler_eff: NECB_Default :building_type: FullServiceRestaurant :chiller_type: NECB_Default :compute_environment: local_docker :datapoint_id: 5e0e3b98-f044-4bec-b523-98a2fd1fa986 :daylighting_type: NECB_Default :dcv_type: NECB_Default :door_construction_cond: NECB_Default :ecm_system_name: NECB_Default :electrical_loads_scale: NECB_Default :epw_file: CAN_QC_Montreal-Trudeau.Intl.AP.716270_CWEC2016.epw :erv_package: NECB_Default :ext_floor_cond: NECB_Default :ext_roof_cond: NECB_Default :ext_wall_cond: NECB_Default :fdwr_set: NECB_Default :fixed_wind_solar_trans: NECB_Default :fixed_window_cond: NECB_Default :furnace_eff: NECB_Default :glass_door_cond: NECB_Default :glass_door_solar_trans: NECB_Default :ground_floor_cond: NECB_Default :ground_roof_cond: NECB_Default :ground_wall_cond: NECB_Default :infiltration_scale: NECB_Default :job_id: 5e0e3b98-f044-4bec-b523-98a2fd1fa986 :lights_scale: '1.0' :lights_type: NECB_Default :npv_discount_rate: NECB_Default :npv_end_year: NECB_Default :npv_start_year: NECB_Default :nv_delta_temp_in_out: NECB_Default :nv_opening_fraction: NECB_Default :nv_temp_out_min: NECB_Default :nv_type: NECB_Default :oa_scale: NECB_Default :occupancy_loads_scale: NECB_Default :output_meters: [] :output_variables: - frequency: hourly key: '*' operation: '*' unit: '*' variable: Zone Air Temperature - frequency: hourly key: '*' operation: sum unit: GJ variable: Lights Total Heating Energy :overhead_door_cond: NECB_Default :primary_heating_fuel: NaturalGas :pv_ground_azimuth_angle: NECB_Default :pv_ground_module_description: NECB_Default :pv_ground_tilt_angle: NECB_Default :pv_ground_total_area_pv_panels_m2: NECB_Default :pv_ground_type: NECB_Default :rotation_degrees: NECB_Default :run_annual_simulation: true :scale_x: NECB_Default :scale_y: NECB_Default :scale_z: NECB_Default :scenario: :lights_type :shw_eff: NECB_Default :shw_scale: NECB_Default :skylight_cond: NECB_Default :skylight_solar_trans: NECB_Default :srr_set: NECB_Default :template: NECB2020 | file:///C:\Users\plopez\btap_batch\output\sensitivity_example\sensitivity\runs\5e0e3b98-f044-4bec-b523-98a2fd1fa986 | docker run --rm -v C:\Users\plopez\btap_batch\output\sensitivity_example\sensitivity\runs:/btap_costing/utilities/btap_cli/output -v C:\Users\plopez\btap_batch\output\sensitivity_example\sensitivity\runs\5e0e3b98-f044-4bec-b523-98a2fd1fa986:/btap_costing/utilities/btap_cli/input phylroy_lopez_btap_cli bundle exec ruby btap_cli.rb | SUCCEEDED | 152.6011 | 2.0718 | 0.0027186 | 0.0016441 | 43822978 | 0 | 0 | 0 | 0 | 280.2993 | 126.9414 | 511.15 | 845.2233 | 37.3 | FullServiceRestaurant |  |  | 0 | FullServiceRestaurant | 1 |  | 1 | NECB2020 | 0.35004 | 2414.6632 | 24.7499 | 243.8499 | 51.9362 | 84.3566 | 0 | 16.2621 | 0 | 616.7259 | 220.3211 | MONTREAL | QUEBEC | 0.1939 | 41.5198 | 0 | 41.7137 | 11.8133 | 11.3633 | 0 | 23.1766 | 0 | 0.051707 | 0 | 0 | 0.43525 | 0.1147 | 0.045525 | 0.63901 | 0.067182 | 0.15395 | 0.84048 | 0.0021911 | 1.2757 | 0.20147 | 42.7574 | 264.4869 | Natural Gas | 37.3 | 0.757 | [5 empty] | 0.138 | 0.24 | 1.73 |  | 0 | 0 | Montreal-Trudeau Intl AP | CAN | 323 | 4090 | 45.471 | -73.741 | 6 | 4400 | QC | CAN_QC_Montreal-Trudeau.Intl.AP.716270_CWEC2016.epw | 1.2757 | 1023.5227 | 24.7499 | 0 | 7.6253 | 17.711 | FALSE | FALSE | FALSE | TRUE | 12.385 | 16.0738 | -1 | 0 | 0 | 0 | 102.98 | 44.149 | 1.0279 | 0.023283 | 375.71 | 0.1 | 2023-08-22 13:59:46 -0400 | 8b8e2b3c9 | 0.4.0 | 1.2757 | 31.67 | 24 | 0 | 0 | 0.047943 | 6.2911e-05 | 3.8046e-05 | 1014108.6875 | 1.4407 | 0.0018905 | 0.0011433 | 30474389.5 | 0 | 0 | 0 | 0 | 121 | 0 | 0 | 0 |  | :lights_type | 0 | 0 | 0 | 0 | 0 | 0 | 0 | 0 | 0 | 0 | 0 | 0 | 0 | 0 | tier_1 | 0 | 0 | 31.67 | 24 | 2.0718 | 0.0027186 | 0.0016441 | 43822978 | 0 | 0 | 0 | 0 | 0.047943 | 6.2911e-05 | 3.8046e-05 | 1014108.6875 | 1.4407 | 0.0018905 | 0.0011433 | 30474389.5 | 0 | 0 | 0 | 0
0 | FullServiceRestaurant | NECB2020 | CAN_QC_Montreal-Trudeau.Intl.AP.716270_CWEC2016.epw | NaturalGas | NECB_Default | NECB_Default | 1 | NECB_Default | NECB_Default | NECB_Default | NECB_Default | NECB_Default | NECB_Default | NECB_Default | NECB_Default | NECB_Default | NECB_Default | NECB_Default | NECB_Default | NECB_Default | NECB_Default | NECB_Default | NECB_Default | NECB_Default | NECB_Default | NECB_Default | NECB_Default | NECB_Default | NECB_Default | NECB_Default | NECB_Default | NECB_Default | NECB_Default | NECB_Default | NECB_Default | NECB_Default | NECB_Default | NECB_Default | NECB_Default | NECB_Default | NECB_Default | NECB_Default | NECB_Default | NECB_Default | NECB_Default | NECB_Default | NECB_Default | NECB_Default | NECB_Default | NECB_Default | NECB_Default | NECB_Default | NECB_Default | NECB_Default | sensitivity | 6030caf0-49cc-4738-a287-d94fc8bad8ec | 5afcf5d1-c030-4cdc-872e-fe91b20ee7a9 | sensitivity_example | local_docker | TRUE | 6030caf0-49cc-4738-a287-d94fc8bad8ec | :adv_dx_units: NECB_Default :airloop_economizer_type: NECB_Default :algorithm_type: sensitivity :analysis_id: 5afcf5d1-c030-4cdc-872e-fe91b20ee7a9 :analysis_name: sensitivity_example :baseline_system_zones_map_option: NECB_Default :boiler_eff: NECB_Default :building_type: FullServiceRestaurant :chiller_type: NECB_Default :compute_environment: local_docker :datapoint_id: 6030caf0-49cc-4738-a287-d94fc8bad8ec :daylighting_type: NECB_Default :dcv_type: NECB_Default :door_construction_cond: NECB_Default :ecm_system_name: NECB_Default :electrical_loads_scale: NECB_Default :epw_file: CAN_QC_Montreal-Trudeau.Intl.AP.716270_CWEC2016.epw :erv_package: NECB_Default :ext_floor_cond: NECB_Default :ext_roof_cond: NECB_Default :ext_wall_cond: NECB_Default :fdwr_set: NECB_Default :fixed_wind_solar_trans: NECB_Default :fixed_window_cond: NECB_Default :furnace_eff: NECB_Default :glass_door_cond: NECB_Default :glass_door_solar_trans: NECB_Default :ground_floor_cond: NECB_Default :ground_roof_cond: NECB_Default :ground_wall_cond: NECB_Default :infiltration_scale: NECB_Default :job_id: 6030caf0-49cc-4738-a287-d94fc8bad8ec :lights_scale: '1.0' :lights_type: NECB_Default :npv_discount_rate: NECB_Default :npv_end_year: NECB_Default :npv_start_year: NECB_Default :nv_delta_temp_in_out: NECB_Default :nv_opening_fraction: NECB_Default :nv_temp_out_min: NECB_Default :nv_type: NECB_Default :oa_scale: NECB_Default :occupancy_loads_scale: NECB_Default :output_meters: [] :output_variables: - frequency: hourly key: '*' operation: '*' unit: '*' variable: Zone Air Temperature - frequency: hourly key: '*' operation: sum unit: GJ variable: Lights Total Heating Energy :overhead_door_cond: NECB_Default :primary_heating_fuel: NaturalGas :pv_ground_azimuth_angle: NECB_Default :pv_ground_module_description: NECB_Default :pv_ground_tilt_angle: NECB_Default :pv_ground_total_area_pv_panels_m2: NECB_Default :pv_ground_type: NECB_Default :rotation_degrees: NECB_Default :run_annual_simulation: true :scale_x: NECB_Default :scale_y: NECB_Default :scale_z: NECB_Default :scenario: :boiler_eff :shw_eff: NECB_Default :shw_scale: NECB_Default :skylight_cond: NECB_Default :skylight_solar_trans: NECB_Default :srr_set: NECB_Default :template: NECB2020 | file:///C:\Users\plopez\btap_batch\output\sensitivity_example\sensitivity\runs\6030caf0-49cc-4738-a287-d94fc8bad8ec | docker run --rm -v C:\Users\plopez\btap_batch\output\sensitivity_example\sensitivity\runs:/btap_costing/utilities/btap_cli/output -v C:\Users\plopez\btap_batch\output\sensitivity_example\sensitivity\runs\6030caf0-49cc-4738-a287-d94fc8bad8ec:/btap_costing/utilities/btap_cli/input phylroy_lopez_btap_cli bundle exec ruby btap_cli.rb | SUCCEEDED | 164.3471 | 2.0718 | 0.0027186 | 0.0016441 | 43822978 | 0 | 0 | 0 | 0 | 280.2993 | 126.9414 | 511.15 | 845.2233 | 37.3 | FullServiceRestaurant |  |  | 0 | FullServiceRestaurant | 1 |  | 1 | NECB2020 | 0.35004 | 2414.6632 | 24.7499 | 243.8499 | 51.9362 | 84.3566 | 0 | 16.2621 | 0 | 616.7259 | 220.3211 | MONTREAL | QUEBEC | 0.1939 | 41.5198 | 0 | 41.7137 | 11.8133 | 11.3633 | 0 | 23.1766 | 0 | 0.051707 | 0 | 0 | 0.43525 | 0.1147 | 0.045525 | 0.63901 | 0.067182 | 0.15395 | 0.84048 | 0.0021911 | 1.2757 | 0.20147 | 42.7574 | 264.4869 | Natural Gas | 37.3 | 0.757 | [5 empty] | 0.138 | 0.24 | 1.73 |  | 0 | 0 | Montreal-Trudeau Intl AP | CAN | 323 | 4090 | 45.471 | -73.741 | 6 | 4400 | QC | CAN_QC_Montreal-Trudeau.Intl.AP.716270_CWEC2016.epw | 1.2757 | 1023.5227 | 24.7499 | 0 | 7.6253 | 17.711 | FALSE | FALSE | FALSE | TRUE | 12.385 | 16.0738 | -1 | 0 | 0 | 0 | 102.98 | 44.149 | 1.0279 | 0.023283 | 375.71 | 0.1 | 2023-08-22 13:59:54 -0400 | 8b8e2b3c9 | 0.4.0 | 1.2757 | 31.67 | 24 | 0 | 0 | 0.047943 | 6.2911e-05 | 3.8046e-05 | 1014108.6875 | 1.4407 | 0.0018905 | 0.0011433 | 30474389.5 | 0 | 0 | 0 | 0 | 121 | 0 | 0 | 0 |  | :boiler_eff | 0 | 0 | 0 | 0 | 0 | 0 | 0 | 0 | 0 | 0 | 0 | 0 | 0 | 0 | tier_1 | 0 | 0 | 31.67 | 24 | 2.0718 | 0.0027186 | 0.0016441 | 43822978 | 0 | 0 | 0 | 0 | 0.047943 | 6.2911e-05 | 3.8046e-05 | 1014108.6875 | 1.4407 | 0.0018905 | 0.0011433 | 30474389.5 | 0 | 0 | 0 | 0
0 | FullServiceRestaurant | NECB2020 | CAN_QC_Montreal-Trudeau.Intl.AP.716270_CWEC2016.epw | NaturalGas | NECB_Default | NECB_Default | 1 | NECB_Default | NECB_Default | NECB_Default | NECB_Default | NECB_Default | NECB_Default | NECB_Default | NECB_Default | 0.162 | NECB_Default | NECB_Default | NECB_Default | NECB_Default | NECB_Default | NECB_Default | NECB_Default | NECB_Default | NECB_Default | NECB_Default | NECB_Default | NECB_Default | NECB_Default | NECB_Default | NECB_Default | NECB_Default | NECB_Default | NECB_Default | NECB_Default | NECB_Default | NECB_Default | NECB_Default | NECB_Default | NECB_Default | NECB_Default | NECB_Default | NECB_Default | NECB_Default | NECB_Default | NECB_Default | NECB_Default | NECB_Default | NECB_Default | NECB_Default | NECB_Default | NECB_Default | NECB_Default | NECB_Default | sensitivity | 6041ecc8-7eaf-4727-a49a-f61c7317eee0 | 5afcf5d1-c030-4cdc-872e-fe91b20ee7a9 | sensitivity_example | local_docker | TRUE | 6041ecc8-7eaf-4727-a49a-f61c7317eee0 | :adv_dx_units: NECB_Default :airloop_economizer_type: NECB_Default :algorithm_type: sensitivity :analysis_id: 5afcf5d1-c030-4cdc-872e-fe91b20ee7a9 :analysis_name: sensitivity_example :baseline_system_zones_map_option: NECB_Default :boiler_eff: NECB_Default :building_type: FullServiceRestaurant :chiller_type: NECB_Default :compute_environment: local_docker :datapoint_id: 6041ecc8-7eaf-4727-a49a-f61c7317eee0 :daylighting_type: NECB_Default :dcv_type: NECB_Default :door_construction_cond: NECB_Default :ecm_system_name: NECB_Default :electrical_loads_scale: NECB_Default :epw_file: CAN_QC_Montreal-Trudeau.Intl.AP.716270_CWEC2016.epw :erv_package: NECB_Default :ext_floor_cond: NECB_Default :ext_roof_cond: '0.162' :ext_wall_cond: NECB_Default :fdwr_set: NECB_Default :fixed_wind_solar_trans: NECB_Default :fixed_window_cond: NECB_Default :furnace_eff: NECB_Default :glass_door_cond: NECB_Default :glass_door_solar_trans: NECB_Default :ground_floor_cond: NECB_Default :ground_roof_cond: NECB_Default :ground_wall_cond: NECB_Default :infiltration_scale: NECB_Default :job_id: 6041ecc8-7eaf-4727-a49a-f61c7317eee0 :lights_scale: '1.0' :lights_type: NECB_Default :npv_discount_rate: NECB_Default :npv_end_year: NECB_Default :npv_start_year: NECB_Default :nv_delta_temp_in_out: NECB_Default :nv_opening_fraction: NECB_Default :nv_temp_out_min: NECB_Default :nv_type: NECB_Default :oa_scale: NECB_Default :occupancy_loads_scale: NECB_Default :output_meters: [] :output_variables: - frequency: hourly key: '*' operation: '*' unit: '*' variable: Zone Air Temperature - frequency: hourly key: '*' operation: sum unit: GJ variable: Lights Total Heating Energy :overhead_door_cond: NECB_Default :primary_heating_fuel: NaturalGas :pv_ground_azimuth_angle: NECB_Default :pv_ground_module_description: NECB_Default :pv_ground_tilt_angle: NECB_Default :pv_ground_total_area_pv_panels_m2: NECB_Default :pv_ground_type: NECB_Default :rotation_degrees: NECB_Default :run_annual_simulation: true :scale_x: NECB_Default :scale_y: NECB_Default :scale_z: NECB_Default :scenario: :ext_roof_cond :shw_eff: NECB_Default :shw_scale: NECB_Default :skylight_cond: NECB_Default :skylight_solar_trans: NECB_Default :srr_set: NECB_Default :template: NECB2020 | file:///C:\Users\plopez\btap_batch\output\sensitivity_example\sensitivity\runs\6041ecc8-7eaf-4727-a49a-f61c7317eee0 | docker run --rm -v C:\Users\plopez\btap_batch\output\sensitivity_example\sensitivity\runs:/btap_costing/utilities/btap_cli/output -v C:\Users\plopez\btap_batch\output\sensitivity_example\sensitivity\runs\6041ecc8-7eaf-4727-a49a-f61c7317eee0:/btap_costing/utilities/btap_cli/input phylroy_lopez_btap_cli bundle exec ruby btap_cli.rb | SUCCEEDED | 140.2514 | 2.0711 | 0.0027178 | 0.0016436 | 43809718 | 0 | 0 | 0 | 0 | 282.1253 | 128.3815 | 511.15 | 845.2233 | 37.3 | FullServiceRestaurant |  |  | 0 | FullServiceRestaurant | 1 |  | 1 | NECB2020 | 0.35004 | 2414.6632 | 24.7776 | 241.6184 | 52.1432 | 84.3566 | 0 | 16.2621 | 0 | 614.9346 | 220.5543 | MONTREAL | QUEBEC | 0.19408 | 41.8252 | 0 | 42.0192 | 11.8239 | 11.4468 | 0 | 23.2708 | 0 | 0.051824 | 0 | 0 | 0.43565 | 0.1149 | 0.045525 | 0.64519 | 0.067182 | 0.15395 | 0.84666 | 0.0022694 | 1.2823 | 0.20147 | 42.7972 | 268.0056 | Natural Gas | 37.3 | 0.757 | [5 empty] | 0.162 | 0.24 | 1.73 |  | 0 | 0 | Montreal-Trudeau Intl AP | CAN | 323 | 4090 | 45.471 | -73.741 | 6 | 4400 | QC | CAN_QC_Montreal-Trudeau.Intl.AP.716270_CWEC2016.epw | 1.2823 | 1023.5446 | 24.7776 | 0 | 7.6253 | 17.711 | FALSE | FALSE | FALSE | TRUE | 12.385 | 16.0738 | -1 | 0 | 0 | 0 | 102.98 | 44.149 | 1.0279 | 0.023283 | 375.71 | 0.1 | 2023-08-22 14:02:06 -0400 | 8b8e2b3c9 | 0.4.0 | 1.2823 | 31.33 | 23.67 | 0 | 0 | 0.047943 | 6.2911e-05 | 3.8046e-05 | 1014108.6875 | 1.4403 | 0.0018899 | 0.0011429 | 30465169.5 | 0 | 0 | 0 | 0 | 121 | 0 | 0 | 0 |  | :ext_roof_cond | -0.1 | 0 | 0 | 0 | 2.2 | -0.2 | 0 | 0 | 0 | 0 | -0.2 | 1.8 | -0.1 | -0.5 | non_compliant | -0.7 | 0 | 31.67 | 24 | 2.0718 | 0.0027186 | 0.0016441 | 43822978 | 0 | 0 | 0 | 0 | 0.047943 | 6.2911e-05 | 3.8046e-05 | 1014108.6875 | 1.4407 | 0.0018905 | 0.0011433 | 30474389.5 | 0 | 0 | 0 | 0
0 | FullServiceRestaurant | NECB2020 | CAN_QC_Montreal-Trudeau.Intl.AP.716270_CWEC2016.epw | NaturalGas | NECB_Default | NECB_Default | 1 | NECB_Default | NECB_Default | NECB_Default | NECB_Default | NECB_Default | Natural Gas Power Vent with Electric Ignition | NECB_Default | NECB_Default | NECB_Default | NECB_Default | NECB_Default | NECB_Default | NECB_Default | NECB_Default | NECB_Default | NECB_Default | NECB_Default | NECB_Default | NECB_Default | NECB_Default | NECB_Default | NECB_Default | NECB_Default | NECB_Default | NECB_Default | NECB_Default | NECB_Default | NECB_Default | NECB_Default | NECB_Default | NECB_Default | NECB_Default | NECB_Default | NECB_Default | NECB_Default | NECB_Default | NECB_Default | NECB_Default | NECB_Default | NECB_Default | NECB_Default | NECB_Default | NECB_Default | NECB_Default | NECB_Default | NECB_Default | NECB_Default | sensitivity | 61e467b2-fd56-43a8-9913-09c7f4ae13d7 | 5afcf5d1-c030-4cdc-872e-fe91b20ee7a9 | sensitivity_example | local_docker | TRUE | 61e467b2-fd56-43a8-9913-09c7f4ae13d7 | :adv_dx_units: NECB_Default :airloop_economizer_type: NECB_Default :algorithm_type: sensitivity :analysis_id: 5afcf5d1-c030-4cdc-872e-fe91b20ee7a9 :analysis_name: sensitivity_example :baseline_system_zones_map_option: NECB_Default :boiler_eff: NECB_Default :building_type: FullServiceRestaurant :chiller_type: NECB_Default :compute_environment: local_docker :datapoint_id: 61e467b2-fd56-43a8-9913-09c7f4ae13d7 :daylighting_type: NECB_Default :dcv_type: NECB_Default :door_construction_cond: NECB_Default :ecm_system_name: NECB_Default :electrical_loads_scale: NECB_Default :epw_file: CAN_QC_Montreal-Trudeau.Intl.AP.716270_CWEC2016.epw :erv_package: NECB_Default :ext_floor_cond: NECB_Default :ext_roof_cond: NECB_Default :ext_wall_cond: NECB_Default :fdwr_set: NECB_Default :fixed_wind_solar_trans: NECB_Default :fixed_window_cond: NECB_Default :furnace_eff: NECB_Default :glass_door_cond: NECB_Default :glass_door_solar_trans: NECB_Default :ground_floor_cond: NECB_Default :ground_roof_cond: NECB_Default :ground_wall_cond: NECB_Default :infiltration_scale: NECB_Default :job_id: 61e467b2-fd56-43a8-9913-09c7f4ae13d7 :lights_scale: '1.0' :lights_type: NECB_Default :npv_discount_rate: NECB_Default :npv_end_year: NECB_Default :npv_start_year: NECB_Default :nv_delta_temp_in_out: NECB_Default :nv_opening_fraction: NECB_Default :nv_temp_out_min: NECB_Default :nv_type: NECB_Default :oa_scale: NECB_Default :occupancy_loads_scale: NECB_Default :output_meters: [] :output_variables: - frequency: hourly key: '*' operation: '*' unit: '*' variable: Zone Air Temperature - frequency: hourly key: '*' operation: sum unit: GJ variable: Lights Total Heating Energy :overhead_door_cond: NECB_Default :primary_heating_fuel: NaturalGas :pv_ground_azimuth_angle: NECB_Default :pv_ground_module_description: NECB_Default :pv_ground_tilt_angle: NECB_Default :pv_ground_total_area_pv_panels_m2: NECB_Default :pv_ground_type: NECB_Default :rotation_degrees: NECB_Default :run_annual_simulation: true :scale_x: NECB_Default :scale_y: NECB_Default :scale_z: NECB_Default :scenario: :shw_eff :shw_eff: Natural Gas Power Vent with Electric Ignition :shw_scale: NECB_Default :skylight_cond: NECB_Default :skylight_solar_trans: NECB_Default :srr_set: NECB_Default :template: NECB2020 | file:///C:\Users\plopez\btap_batch\output\sensitivity_example\sensitivity\runs\61e467b2-fd56-43a8-9913-09c7f4ae13d7 | docker run --rm -v C:\Users\plopez\btap_batch\output\sensitivity_example\sensitivity\runs:/btap_costing/utilities/btap_cli/output -v C:\Users\plopez\btap_batch\output\sensitivity_example\sensitivity\runs\61e467b2-fd56-43a8-9913-09c7f4ae13d7:/btap_costing/utilities/btap_cli/input phylroy_lopez_btap_cli bundle exec ruby btap_cli.rb | SUCCEEDED | 163.352 | 2.0718 | 0.0027186 | 0.0016441 | 43822978 | 0 | 0 | 0 | 0 | 273.2238 | 126.9414 | 511.15 | 845.2233 | 37.3 | FullServiceRestaurant |  |  | 0 | FullServiceRestaurant | 1 |  | 1 | NECB2020 | 0.35004 | 2414.6632 | 24.7499 | 243.8499 | 51.9362 | 84.3566 | 0 | 17.9358 | 0 | 618.3996 | 220.3211 | MONTREAL | QUEBEC | 0.1939 | 40.2615 | 0 | 40.4554 | 11.8133 | 11.0189 | 0 | 22.8322 | 0 | 0.051707 | 0 | 0 | 0.43525 | 0.1147 | 0.045525 | 0.63901 | 0.067182 | 0.15395 | 0.81501 | 0.0021911 | 1.2503 | 0.176 | 42.7574 | 263.391 | Natural Gas | 37.3 | 0.757 | [5 empty] | 0.138 | 0.24 | 1.73 |  | 0 | 0 | Montreal-Trudeau Intl AP | CAN | 323 | 4090 | 45.471 | -73.741 | 6 | 4400 | QC | CAN_QC_Montreal-Trudeau.Intl.AP.716270_CWEC2016.epw | 1.2503 | 1018.4048 | 24.7499 | 0 | 7.6253 | 17.711 | FALSE | FALSE | FALSE | TRUE | 12.385 | 16.0738 | -1 | 0 | 0 | 0 | 89.96 | 44.149 | 1.0279 | 0.023283 | 375.71 | 0.1 | 2023-08-22 13:59:54 -0400 | 8b8e2b3c9 | 0.4.0 | 1.2503 | 31.67 | 24 | 0 | 0 | 0.047943 | 6.2911e-05 | 3.8046e-05 | 1014108.6875 | 1.4407 | 0.0018905 | 0.0011433 | 30474389.5 | 0 | 0 | 0 | 0 | 121 | 0 | 0 | 0 |  | :shw_eff | 0.3 | 0 | 0 | 0 | 0 | 0 | 0 | 0 | -1.7 | 0 | 0 | -1.7 | 0 | 2 | tier_1 | 3 | 5.1 | 31.67 | 24 | 2.0718 | 0.0027186 | 0.0016441 | 43822978 | 0 | 0 | 0 | 0 | 0.047943 | 6.2911e-05 | 3.8046e-05 | 1014108.6875 | 1.4407 | 0.0018905 | 0.0011433 | 30474389.5 | 0 | 0 | 0 | 0
0 | FullServiceRestaurant | NECB2020 | CAN_QC_Montreal-Trudeau.Intl.AP.716270_CWEC2016.epw | NaturalGas | NECB_Default | NECB_Default | 1 | NECB_Default | NECB_Default | NECB_Default | NECB_Default | NECB_Default | NECB_Default | NECB_Default | NECB_Default | NECB_Default | NECB_Default | NECB_Default | NECB_Default | NECB_Default | NECB_Default | NECB_Default | NECB_Default | NECB_Default | NECB_Default | NECB_Default | NECB_Default | NECB_Default | NECB_Default | NECB_Default | NECB_Default | NECB_Default | NECB_Default | NECB_Default | NECB_Default | NECB_Default | NECB_Default | NECB_Default | NECB_Default | NECB_Default | NECB_Default | NECB_Default | NECB_Default | NECB_Default | NECB_Default | NECB_Default | NECB_Default | VSD | NECB_Default | NECB_Default | NECB_Default | NECB_Default | NECB_Default | NECB_Default | sensitivity | 656d0a19-ebf5-43c2-ae48-b7dde051ef77 | 5afcf5d1-c030-4cdc-872e-fe91b20ee7a9 | sensitivity_example | local_docker | TRUE | 656d0a19-ebf5-43c2-ae48-b7dde051ef77 | :adv_dx_units: NECB_Default :airloop_economizer_type: NECB_Default :algorithm_type: sensitivity :analysis_id: 5afcf5d1-c030-4cdc-872e-fe91b20ee7a9 :analysis_name: sensitivity_example :baseline_system_zones_map_option: NECB_Default :boiler_eff: NECB_Default :building_type: FullServiceRestaurant :chiller_type: VSD :compute_environment: local_docker :datapoint_id: 656d0a19-ebf5-43c2-ae48-b7dde051ef77 :daylighting_type: NECB_Default :dcv_type: NECB_Default :door_construction_cond: NECB_Default :ecm_system_name: NECB_Default :electrical_loads_scale: NECB_Default :epw_file: CAN_QC_Montreal-Trudeau.Intl.AP.716270_CWEC2016.epw :erv_package: NECB_Default :ext_floor_cond: NECB_Default :ext_roof_cond: NECB_Default :ext_wall_cond: NECB_Default :fdwr_set: NECB_Default :fixed_wind_solar_trans: NECB_Default :fixed_window_cond: NECB_Default :furnace_eff: NECB_Default :glass_door_cond: NECB_Default :glass_door_solar_trans: NECB_Default :ground_floor_cond: NECB_Default :ground_roof_cond: NECB_Default :ground_wall_cond: NECB_Default :infiltration_scale: NECB_Default :job_id: 656d0a19-ebf5-43c2-ae48-b7dde051ef77 :lights_scale: '1.0' :lights_type: NECB_Default :npv_discount_rate: NECB_Default :npv_end_year: NECB_Default :npv_start_year: NECB_Default :nv_delta_temp_in_out: NECB_Default :nv_opening_fraction: NECB_Default :nv_temp_out_min: NECB_Default :nv_type: NECB_Default :oa_scale: NECB_Default :occupancy_loads_scale: NECB_Default :output_meters: [] :output_variables: - frequency: hourly key: '*' operation: '*' unit: '*' variable: Zone Air Temperature - frequency: hourly key: '*' operation: sum unit: GJ variable: Lights Total Heating Energy :overhead_door_cond: NECB_Default :primary_heating_fuel: NaturalGas :pv_ground_azimuth_angle: NECB_Default :pv_ground_module_description: NECB_Default :pv_ground_tilt_angle: NECB_Default :pv_ground_total_area_pv_panels_m2: NECB_Default :pv_ground_type: NECB_Default :rotation_degrees: NECB_Default :run_annual_simulation: true :scale_x: NECB_Default :scale_y: NECB_Default :scale_z: NECB_Default :scenario: :chiller_type :shw_eff: NECB_Default :shw_scale: NECB_Default :skylight_cond: NECB_Default :skylight_solar_trans: NECB_Default :srr_set: NECB_Default :template: NECB2020 | file:///C:\Users\plopez\btap_batch\output\sensitivity_example\sensitivity\runs\656d0a19-ebf5-43c2-ae48-b7dde051ef77 | docker run --rm -v C:\Users\plopez\btap_batch\output\sensitivity_example\sensitivity\runs:/btap_costing/utilities/btap_cli/output -v C:\Users\plopez\btap_batch\output\sensitivity_example\sensitivity\runs\656d0a19-ebf5-43c2-ae48-b7dde051ef77:/btap_costing/utilities/btap_cli/input phylroy_lopez_btap_cli bundle exec ruby btap_cli.rb | SUCCEEDED | 127.5053 | 2.0718 | 0.0027186 | 0.0016441 | 43822978 | 0 | 0 | 0 | 0 | 280.2993 | 126.9414 | 511.15 | 845.2233 | 37.3 | FullServiceRestaurant |  |  | 0 | FullServiceRestaurant | 1 |  | 1 | NECB2020 | 0.35004 | 2414.6632 | 24.7499 | 243.8499 | 51.9362 | 84.3566 | 0 | 16.2621 | 0 | 616.7259 | 220.3211 | MONTREAL | QUEBEC | 0.1939 | 41.5198 | 0 | 41.7137 | 11.8133 | 11.3633 | 0 | 23.1766 | 0 | 0.051707 | 0 | 0 | 0.43525 | 0.1147 | 0.045525 | 0.63901 | 0.067182 | 0.15395 | 0.84048 | 0.0021911 | 1.2757 | 0.20147 | 42.7574 | 264.4869 | Natural Gas | 37.3 | 0.757 | [5 empty] | 0.138 | 0.24 | 1.73 |  | 0 | 0 | Montreal-Trudeau Intl AP | CAN | 323 | 4090 | 45.471 | -73.741 | 6 | 4400 | QC | CAN_QC_Montreal-Trudeau.Intl.AP.716270_CWEC2016.epw | 1.2757 | 1023.5227 | 24.7499 | 0 | 7.6253 | 17.711 | FALSE | FALSE | FALSE | TRUE | 12.385 | 16.0738 | -1 | 0 | 0 | 0 | 102.98 | 44.149 | 1.0279 | 0.023283 | 375.71 | 0.1 | 2023-08-22 14:04:39 -0400 | 8b8e2b3c9 | 0.4.0 | 1.2757 | 31.67 | 24 | 0 | 0 | 0.047943 | 6.2911e-05 | 3.8046e-05 | 1014108.6875 | 1.4407 | 0.0018905 | 0.0011433 | 30474389.5 | 0 | 0 | 0 | 0 | 121 | 0 | 0 | 0 |  | :chiller_type | 0 | 0 | 0 | 0 | 0 | 0 | 0 | 0 | 0 | 0 | 0 | 0 | 0 | 0 | tier_1 | 0 | 0 | 31.67 | 24 | 2.0718 | 0.0027186 | 0.0016441 | 43822978 | 0 | 0 | 0 | 0 | 0.047943 | 6.2911e-05 | 3.8046e-05 | 1014108.6875 | 1.4407 | 0.0018905 | 0.0011433 | 30474389.5 | 0 | 0 | 0 | 0
0 | FullServiceRestaurant | NECB2020 | CAN_QC_Montreal-Trudeau.Intl.AP.716270_CWEC2016.epw | NaturalGas | NECB_Default | NECB_Default | 1 | NECB_Default | NECB_Default | NECB_Default | NECB_Default | NECB_Default | NECB_Default | 0.21 | NECB_Default | NECB_Default | NECB_Default | NECB_Default | NECB_Default | NECB_Default | NECB_Default | NECB_Default | NECB_Default | NECB_Default | NECB_Default | NECB_Default | NECB_Default | NECB_Default | NECB_Default | NECB_Default | NECB_Default | NECB_Default | NECB_Default | NECB_Default | NECB_Default | NECB_Default | NECB_Default | NECB_Default | NECB_Default | NECB_Default | NECB_Default | NECB_Default | NECB_Default | NECB_Default | NECB_Default | NECB_Default | NECB_Default | NECB_Default | NECB_Default | NECB_Default | NECB_Default | NECB_Default | NECB_Default | NECB_Default | sensitivity | 6772d747-b39e-43a6-96d4-5e4583968edd | 5afcf5d1-c030-4cdc-872e-fe91b20ee7a9 | sensitivity_example | local_docker | TRUE | 6772d747-b39e-43a6-96d4-5e4583968edd | :adv_dx_units: NECB_Default :airloop_economizer_type: NECB_Default :algorithm_type: sensitivity :analysis_id: 5afcf5d1-c030-4cdc-872e-fe91b20ee7a9 :analysis_name: sensitivity_example :baseline_system_zones_map_option: NECB_Default :boiler_eff: NECB_Default :building_type: FullServiceRestaurant :chiller_type: NECB_Default :compute_environment: local_docker :datapoint_id: 6772d747-b39e-43a6-96d4-5e4583968edd :daylighting_type: NECB_Default :dcv_type: NECB_Default :door_construction_cond: NECB_Default :ecm_system_name: NECB_Default :electrical_loads_scale: NECB_Default :epw_file: CAN_QC_Montreal-Trudeau.Intl.AP.716270_CWEC2016.epw :erv_package: NECB_Default :ext_floor_cond: NECB_Default :ext_roof_cond: NECB_Default :ext_wall_cond: '0.210' :fdwr_set: NECB_Default :fixed_wind_solar_trans: NECB_Default :fixed_window_cond: NECB_Default :furnace_eff: NECB_Default :glass_door_cond: NECB_Default :glass_door_solar_trans: NECB_Default :ground_floor_cond: NECB_Default :ground_roof_cond: NECB_Default :ground_wall_cond: NECB_Default :infiltration_scale: NECB_Default :job_id: 6772d747-b39e-43a6-96d4-5e4583968edd :lights_scale: '1.0' :lights_type: NECB_Default :npv_discount_rate: NECB_Default :npv_end_year: NECB_Default :npv_start_year: NECB_Default :nv_delta_temp_in_out: NECB_Default :nv_opening_fraction: NECB_Default :nv_temp_out_min: NECB_Default :nv_type: NECB_Default :oa_scale: NECB_Default :occupancy_loads_scale: NECB_Default :output_meters: [] :output_variables: - frequency: hourly key: '*' operation: '*' unit: '*' variable: Zone Air Temperature - frequency: hourly key: '*' operation: sum unit: GJ variable: Lights Total Heating Energy :overhead_door_cond: NECB_Default :primary_heating_fuel: NaturalGas :pv_ground_azimuth_angle: NECB_Default :pv_ground_module_description: NECB_Default :pv_ground_tilt_angle: NECB_Default :pv_ground_total_area_pv_panels_m2: NECB_Default :pv_ground_type: NECB_Default :rotation_degrees: NECB_Default :run_annual_simulation: true :scale_x: NECB_Default :scale_y: NECB_Default :scale_z: NECB_Default :scenario: :ext_wall_cond :shw_eff: NECB_Default :shw_scale: NECB_Default :skylight_cond: NECB_Default :skylight_solar_trans: NECB_Default :srr_set: NECB_Default :template: NECB2020 | file:///C:\Users\plopez\btap_batch\output\sensitivity_example\sensitivity\runs\6772d747-b39e-43a6-96d4-5e4583968edd | docker run --rm -v C:\Users\plopez\btap_batch\output\sensitivity_example\sensitivity\runs:/btap_costing/utilities/btap_cli/output -v C:\Users\plopez\btap_batch\output\sensitivity_example\sensitivity\runs\6772d747-b39e-43a6-96d4-5e4583968edd:/btap_costing/utilities/btap_cli/input phylroy_lopez_btap_cli bundle exec ruby btap_cli.rb | SUCCEEDED | 163.839 | 2.0716 | 0.0027184 | 0.0016439 | 43819354 | 0 | 0 | 0 | 0 | 279.4624 | 126.2513 | 511.15 | 845.2233 | 37.3 | FullServiceRestaurant |  |  | 0 | FullServiceRestaurant | 1 |  | 1 | NECB2020 | 0.35004 | 2414.6632 | 24.7445 | 243.9675 | 51.9362 | 84.3566 | 0 | 16.2621 | 0 | 616.7991 | 220.2768 | MONTREAL | QUEBEC | 0.19387 | 41.3748 | 0 | 41.5687 | 11.8112 | 11.3236 | 0 | 23.1348 | 0 | 0.051726 | 0 | 0 | 0.43518 | 0.11466 | 0.045525 | 0.63606 | 0.067182 | 0.15395 | 0.83754 | 0.0021324 | 1.2727 | 0.20149 | 42.7498 | 267.4854 | Natural Gas | 37.3 | 0.757 | [5 empty] | 0.138 | 0.21 | 1.73 |  | 0 | 0 | Montreal-Trudeau Intl AP | CAN | 323 | 4090 | 45.471 | -73.741 | 6 | 4400 | QC | CAN_QC_Montreal-Trudeau.Intl.AP.716270_CWEC2016.epw | 1.2727 | 1022.7811 | 24.7445 | 0 | 7.6253 | 17.711 | FALSE | FALSE | FALSE | TRUE | 12.385 | 16.0738 | -1 | 0 | 0 | 0 | 102.99 | 44.149 | 1.0279 | 0.023283 | 375.71 | 0.1 | 2023-08-22 13:59:57 -0400 | 8b8e2b3c9 | 0.4.0 | 1.2727 | 32 | 24.33 | 0 | 0 | 0.047943 | 6.2911e-05 | 3.8046e-05 | 1014108.6875 | 1.4406 | 0.0018904 | 0.0011432 | 30471869.5 | 0 | 0 | 0 | 0 | 121 | 0 | 0 | 0 |  | :ext_wall_cond | 0 | 0 | 0 | 0 | -0.1 | 0 | 0 | 0 | 0 | 0 | 0 | -0.1 | 0 | 0.2 | tier_1 | 0.3 | 0.7 | 31.67 | 24 | 2.0718 | 0.0027186 | 0.0016441 | 43822978 | 0 | 0 | 0 | 0 | 0.047943 | 6.2911e-05 | 3.8046e-05 | 1014108.6875 | 1.4407 | 0.0018905 | 0.0011433 | 30474389.5 | 0 | 0 | 0 | 0
0 | FullServiceRestaurant | NECB2020 | CAN_QC_Montreal-Trudeau.Intl.AP.716270_CWEC2016.epw | NaturalGas | NECB_Default | NECB_Default | 1 | NECB_Default | NECB_Default | NECB_Default | NECB_Default | NECB_Default | NECB_Default | NECB_Default | NECB_Default | NECB_Default | 0.21 | NECB_Default | NECB_Default | NECB_Default | NECB_Default | NECB_Default | NECB_Default | NECB_Default | NECB_Default | NECB_Default | NECB_Default | NECB_Default | NECB_Default | NECB_Default | NECB_Default | NECB_Default | NECB_Default | NECB_Default | NECB_Default | NECB_Default | NECB_Default | NECB_Default | NECB_Default | NECB_Default | NECB_Default | NECB_Default | NECB_Default | NECB_Default | NECB_Default | NECB_Default | NECB_Default | NECB_Default | NECB_Default | NECB_Default | NECB_Default | NECB_Default | NECB_Default | NECB_Default | sensitivity | 6b954655-3e4b-46f8-bcf5-717ab845c263 | 5afcf5d1-c030-4cdc-872e-fe91b20ee7a9 | sensitivity_example | local_docker | TRUE | 6b954655-3e4b-46f8-bcf5-717ab845c263 | :adv_dx_units: NECB_Default :airloop_economizer_type: NECB_Default :algorithm_type: sensitivity :analysis_id: 5afcf5d1-c030-4cdc-872e-fe91b20ee7a9 :analysis_name: sensitivity_example :baseline_system_zones_map_option: NECB_Default :boiler_eff: NECB_Default :building_type: FullServiceRestaurant :chiller_type: NECB_Default :compute_environment: local_docker :datapoint_id: 6b954655-3e4b-46f8-bcf5-717ab845c263 :daylighting_type: NECB_Default :dcv_type: NECB_Default :door_construction_cond: NECB_Default :ecm_system_name: NECB_Default :electrical_loads_scale: NECB_Default :epw_file: CAN_QC_Montreal-Trudeau.Intl.AP.716270_CWEC2016.epw :erv_package: NECB_Default :ext_floor_cond: NECB_Default :ext_roof_cond: NECB_Default :ext_wall_cond: NECB_Default :fdwr_set: NECB_Default :fixed_wind_solar_trans: NECB_Default :fixed_window_cond: NECB_Default :furnace_eff: NECB_Default :glass_door_cond: NECB_Default :glass_door_solar_trans: NECB_Default :ground_floor_cond: NECB_Default :ground_roof_cond: NECB_Default :ground_wall_cond: '0.210' :infiltration_scale: NECB_Default :job_id: 6b954655-3e4b-46f8-bcf5-717ab845c263 :lights_scale: '1.0' :lights_type: NECB_Default :npv_discount_rate: NECB_Default :npv_end_year: NECB_Default :npv_start_year: NECB_Default :nv_delta_temp_in_out: NECB_Default :nv_opening_fraction: NECB_Default :nv_temp_out_min: NECB_Default :nv_type: NECB_Default :oa_scale: NECB_Default :occupancy_loads_scale: NECB_Default :output_meters: [] :output_variables: - frequency: hourly key: '*' operation: '*' unit: '*' variable: Zone Air Temperature - frequency: hourly key: '*' operation: sum unit: GJ variable: Lights Total Heating Energy :overhead_door_cond: NECB_Default :primary_heating_fuel: NaturalGas :pv_ground_azimuth_angle: NECB_Default :pv_ground_module_description: NECB_Default :pv_ground_tilt_angle: NECB_Default :pv_ground_total_area_pv_panels_m2: NECB_Default :pv_ground_type: NECB_Default :rotation_degrees: NECB_Default :run_annual_simulation: true :scale_x: NECB_Default :scale_y: NECB_Default :scale_z: NECB_Default :scenario: :ground_wall_cond :shw_eff: NECB_Default :shw_scale: NECB_Default :skylight_cond: NECB_Default :skylight_solar_trans: NECB_Default :srr_set: NECB_Default :template: NECB2020 | file:///C:\Users\plopez\btap_batch\output\sensitivity_example\sensitivity\runs\6b954655-3e4b-46f8-bcf5-717ab845c263 | docker run --rm -v C:\Users\plopez\btap_batch\output\sensitivity_example\sensitivity\runs:/btap_costing/utilities/btap_cli/output -v C:\Users\plopez\btap_batch\output\sensitivity_example\sensitivity\runs\6b954655-3e4b-46f8-bcf5-717ab845c263:/btap_costing/utilities/btap_cli/input phylroy_lopez_btap_cli bundle exec ruby btap_cli.rb | SUCCEEDED | 138.3811 | 2.0718 | 0.0027186 | 0.0016441 | 43822978 | 0 | 0 | 0 | 0 | 280.2993 | 126.9414 | 511.15 | 845.2233 | 37.3 | FullServiceRestaurant |  |  | 0 | FullServiceRestaurant | 1 |  | 1 | NECB2020 | 0.35004 | 2414.6632 | 24.7499 | 243.8499 | 51.9362 | 84.3566 | 0 | 16.2621 | 0 | 616.7259 | 220.3211 | MONTREAL | QUEBEC | 0.1939 | 41.5198 | 0 | 41.7137 | 11.8133 | 11.3633 | 0 | 23.1766 | 0 | 0.051707 | 0 | 0 | 0.43525 | 0.1147 | 0.045525 | 0.63901 | 0.067182 | 0.15395 | 0.84048 | 0.0021911 | 1.2757 | 0.20147 | 42.7574 | 264.4869 | Natural Gas | 37.3 | 0.757 | [5 empty] | 0.138 | 0.24 | 1.73 |  | 0 | 0 | Montreal-Trudeau Intl AP | CAN | 323 | 4090 | 45.471 | -73.741 | 6 | 4400 | QC | CAN_QC_Montreal-Trudeau.Intl.AP.716270_CWEC2016.epw | 1.2757 | 1023.5227 | 24.7499 | 0 | 7.6253 | 17.711 | FALSE | FALSE | FALSE | TRUE | 12.385 | 16.0738 | -1 | 0 | 0 | 0 | 102.98 | 44.149 | 1.0279 | 0.023283 | 375.71 | 0.1 | 2023-08-22 14:02:09 -0400 | 8b8e2b3c9 | 0.4.0 | 1.2757 | 31.67 | 24 | 0 | 0 | 0.047943 | 6.2911e-05 | 3.8046e-05 | 1014108.6875 | 1.4407 | 0.0018905 | 0.0011433 | 30474389.5 | 0 | 0 | 0 | 0 | 121 | 0 | 0 | 0 |  | :ground_wall_cond | 0 | 0 | 0 | 0 | 0 | 0 | 0 | 0 | 0 | 0 | 0 | 0 | 0 | 0 | tier_1 | 0 | 0 | 31.67 | 24 | 2.0718 | 0.0027186 | 0.0016441 | 43822978 | 0 | 0 | 0 | 0 | 0.047943 | 6.2911e-05 | 3.8046e-05 | 1014108.6875 | 1.4407 | 0.0018905 | 0.0011433 | 30474389.5 | 0 | 0 | 0 | 0
0 | FullServiceRestaurant | NECB2020 | CAN_QC_Montreal-Trudeau.Intl.AP.716270_CWEC2016.epw | NaturalGas | NECB_Default | NECB_Default | 1 | NECB_Default | NECB_Default | NECB_Default | NECB_Default | NECB_Default | NECB_Default | NECB_Default | NECB_Default | NECB_Default | NECB_Default | NECB_Default | NECB_Default | NECB_Default | NECB_Default | NECB_Default | NECB_Default | NECB_Default | 0.05 | NECB_Default | NECB_Default | NECB_Default | NECB_Default | NECB_Default | NECB_Default | NECB_Default | NECB_Default | NECB_Default | NECB_Default | NECB_Default | NECB_Default | NECB_Default | NECB_Default | NECB_Default | NECB_Default | NECB_Default | NECB_Default | NECB_Default | NECB_Default | NECB_Default | NECB_Default | NECB_Default | NECB_Default | NECB_Default | NECB_Default | NECB_Default | NECB_Default | NECB_Default | sensitivity | 73389efe-514d-4ced-890b-f6c66215639f | 5afcf5d1-c030-4cdc-872e-fe91b20ee7a9 | sensitivity_example | local_docker | TRUE | 73389efe-514d-4ced-890b-f6c66215639f | :adv_dx_units: NECB_Default :airloop_economizer_type: NECB_Default :algorithm_type: sensitivity :analysis_id: 5afcf5d1-c030-4cdc-872e-fe91b20ee7a9 :analysis_name: sensitivity_example :baseline_system_zones_map_option: NECB_Default :boiler_eff: NECB_Default :building_type: FullServiceRestaurant :chiller_type: NECB_Default :compute_environment: local_docker :datapoint_id: 73389efe-514d-4ced-890b-f6c66215639f :daylighting_type: NECB_Default :dcv_type: NECB_Default :door_construction_cond: NECB_Default :ecm_system_name: NECB_Default :electrical_loads_scale: NECB_Default :epw_file: CAN_QC_Montreal-Trudeau.Intl.AP.716270_CWEC2016.epw :erv_package: NECB_Default :ext_floor_cond: NECB_Default :ext_roof_cond: NECB_Default :ext_wall_cond: NECB_Default :fdwr_set: NECB_Default :fixed_wind_solar_trans: NECB_Default :fixed_window_cond: NECB_Default :furnace_eff: NECB_Default :glass_door_cond: NECB_Default :glass_door_solar_trans: '0.05' :ground_floor_cond: NECB_Default :ground_roof_cond: NECB_Default :ground_wall_cond: NECB_Default :infiltration_scale: NECB_Default :job_id: 73389efe-514d-4ced-890b-f6c66215639f :lights_scale: '1.0' :lights_type: NECB_Default :npv_discount_rate: NECB_Default :npv_end_year: NECB_Default :npv_start_year: NECB_Default :nv_delta_temp_in_out: NECB_Default :nv_opening_fraction: NECB_Default :nv_temp_out_min: NECB_Default :nv_type: NECB_Default :oa_scale: NECB_Default :occupancy_loads_scale: NECB_Default :output_meters: [] :output_variables: - frequency: hourly key: '*' operation: '*' unit: '*' variable: Zone Air Temperature - frequency: hourly key: '*' operation: sum unit: GJ variable: Lights Total Heating Energy :overhead_door_cond: NECB_Default :primary_heating_fuel: NaturalGas :pv_ground_azimuth_angle: NECB_Default :pv_ground_module_description: NECB_Default :pv_ground_tilt_angle: NECB_Default :pv_ground_total_area_pv_panels_m2: NECB_Default :pv_ground_type: NECB_Default :rotation_degrees: NECB_Default :run_annual_simulation: true :scale_x: NECB_Default :scale_y: NECB_Default :scale_z: NECB_Default :scenario: :glass_door_solar_trans :shw_eff: NECB_Default :shw_scale: NECB_Default :skylight_cond: NECB_Default :skylight_solar_trans: NECB_Default :srr_set: NECB_Default :template: NECB2020 | file:///C:\Users\plopez\btap_batch\output\sensitivity_example\sensitivity\runs\73389efe-514d-4ced-890b-f6c66215639f | docker run --rm -v C:\Users\plopez\btap_batch\output\sensitivity_example\sensitivity\runs:/btap_costing/utilities/btap_cli/output -v C:\Users\plopez\btap_batch\output\sensitivity_example\sensitivity\runs\73389efe-514d-4ced-890b-f6c66215639f:/btap_costing/utilities/btap_cli/input phylroy_lopez_btap_cli bundle exec ruby btap_cli.rb | SUCCEEDED | 137.5441 | 2.0718 | 0.0027186 | 0.0016441 | 43822978 | 0 | 0 | 0 | 0 | 280.2993 | 126.9414 | 511.15 | 845.2233 | 37.3 | FullServiceRestaurant |  |  | 0 | FullServiceRestaurant | 1 |  | 1 | NECB2020 | 0.35004 | 2414.6632 | 24.7499 | 243.8499 | 51.9362 | 84.3566 | 0 | 16.2621 | 0 | 616.7259 | 220.3211 | MONTREAL | QUEBEC | 0.1939 | 41.5198 | 0 | 41.7137 | 11.8133 | 11.3633 | 0 | 23.1766 | 0 | 0.051707 | 0 | 0 | 0.43525 | 0.1147 | 0.045525 | 0.63901 | 0.067182 | 0.15395 | 0.84048 | 0.0021911 | 1.2757 | 0.20147 | 42.7574 | 264.4869 | Natural Gas | 37.3 | 0.757 | [5 empty] | 0.138 | 0.24 | 1.73 |  | 0 | 0 | Montreal-Trudeau Intl AP | CAN | 323 | 4090 | 45.471 | -73.741 | 6 | 4400 | QC | CAN_QC_Montreal-Trudeau.Intl.AP.716270_CWEC2016.epw | 1.2757 | 1023.5227 | 24.7499 | 0 | 7.6253 | 17.711 | FALSE | FALSE | FALSE | TRUE | 12.385 | 16.0738 | -1 | 0 | 0 | 0 | 102.98 | 44.149 | 1.0279 | 0.023283 | 375.71 | 0.1 | 2023-08-22 14:04:26 -0400 | 8b8e2b3c9 | 0.4.0 | 1.2757 | 31.67 | 24 | 0 | 0 | 0.047943 | 6.2911e-05 | 3.8046e-05 | 1014108.6875 | 1.4407 | 0.0018905 | 0.0011433 | 30474389.5 | 0 | 0 | 0 | 0 | 121 | 0 | 0 | 0 |  | :glass_door_solar_trans | 0 | 0 | 0 | 0 | 0 | 0 | 0 | 0 | 0 | 0 | 0 | 0 | 0 | 0 | tier_1 | 0 | 0 | 31.67 | 24 | 2.0718 | 0.0027186 | 0.0016441 | 43822978 | 0 | 0 | 0 | 0 | 0.047943 | 6.2911e-05 | 3.8046e-05 | 1014108.6875 | 1.4407 | 0.0018905 | 0.0011433 | 30474389.5 | 0 | 0 | 0 | 0
0 | FullServiceRestaurant | NECB2020 | CAN_QC_Montreal-Trudeau.Intl.AP.716270_CWEC2016.epw | NaturalGas | NECB_Default | NECB_Default | 1 | NECB_Default | NECB_Default | NECB_Default | NECB_Default | NECB_Default | NECB_Default | NECB_Default | NECB_Default | 0.227 | NECB_Default | NECB_Default | NECB_Default | NECB_Default | NECB_Default | NECB_Default | NECB_Default | NECB_Default | NECB_Default | NECB_Default | NECB_Default | NECB_Default | NECB_Default | NECB_Default | NECB_Default | NECB_Default | NECB_Default | NECB_Default | NECB_Default | NECB_Default | NECB_Default | NECB_Default | NECB_Default | NECB_Default | NECB_Default | NECB_Default | NECB_Default | NECB_Default | NECB_Default | NECB_Default | NECB_Default | NECB_Default | NECB_Default | NECB_Default | NECB_Default | NECB_Default | NECB_Default | NECB_Default | sensitivity | 74a45694-62a9-4a20-87d8-dbb2ab0ac405 | 5afcf5d1-c030-4cdc-872e-fe91b20ee7a9 | sensitivity_example | local_docker | TRUE | 74a45694-62a9-4a20-87d8-dbb2ab0ac405 | :adv_dx_units: NECB_Default :airloop_economizer_type: NECB_Default :algorithm_type: sensitivity :analysis_id: 5afcf5d1-c030-4cdc-872e-fe91b20ee7a9 :analysis_name: sensitivity_example :baseline_system_zones_map_option: NECB_Default :boiler_eff: NECB_Default :building_type: FullServiceRestaurant :chiller_type: NECB_Default :compute_environment: local_docker :datapoint_id: 74a45694-62a9-4a20-87d8-dbb2ab0ac405 :daylighting_type: NECB_Default :dcv_type: NECB_Default :door_construction_cond: NECB_Default :ecm_system_name: NECB_Default :electrical_loads_scale: NECB_Default :epw_file: CAN_QC_Montreal-Trudeau.Intl.AP.716270_CWEC2016.epw :erv_package: NECB_Default :ext_floor_cond: NECB_Default :ext_roof_cond: '0.227' :ext_wall_cond: NECB_Default :fdwr_set: NECB_Default :fixed_wind_solar_trans: NECB_Default :fixed_window_cond: NECB_Default :furnace_eff: NECB_Default :glass_door_cond: NECB_Default :glass_door_solar_trans: NECB_Default :ground_floor_cond: NECB_Default :ground_roof_cond: NECB_Default :ground_wall_cond: NECB_Default :infiltration_scale: NECB_Default :job_id: 74a45694-62a9-4a20-87d8-dbb2ab0ac405 :lights_scale: '1.0' :lights_type: NECB_Default :npv_discount_rate: NECB_Default :npv_end_year: NECB_Default :npv_start_year: NECB_Default :nv_delta_temp_in_out: NECB_Default :nv_opening_fraction: NECB_Default :nv_temp_out_min: NECB_Default :nv_type: NECB_Default :oa_scale: NECB_Default :occupancy_loads_scale: NECB_Default :output_meters: [] :output_variables: - frequency: hourly key: '*' operation: '*' unit: '*' variable: Zone Air Temperature - frequency: hourly key: '*' operation: sum unit: GJ variable: Lights Total Heating Energy :overhead_door_cond: NECB_Default :primary_heating_fuel: NaturalGas :pv_ground_azimuth_angle: NECB_Default :pv_ground_module_description: NECB_Default :pv_ground_tilt_angle: NECB_Default :pv_ground_total_area_pv_panels_m2: NECB_Default :pv_ground_type: NECB_Default :rotation_degrees: NECB_Default :run_annual_simulation: true :scale_x: NECB_Default :scale_y: NECB_Default :scale_z: NECB_Default :scenario: :ext_roof_cond :shw_eff: NECB_Default :shw_scale: NECB_Default :skylight_cond: NECB_Default :skylight_solar_trans: NECB_Default :srr_set: NECB_Default :template: NECB2020 | file:///C:\Users\plopez\btap_batch\output\sensitivity_example\sensitivity\runs\74a45694-62a9-4a20-87d8-dbb2ab0ac405 | docker run --rm -v C:\Users\plopez\btap_batch\output\sensitivity_example\sensitivity\runs:/btap_costing/utilities/btap_cli/output -v C:\Users\plopez\btap_batch\output\sensitivity_example\sensitivity\runs\74a45694-62a9-4a20-87d8-dbb2ab0ac405:/btap_costing/utilities/btap_cli/input phylroy_lopez_btap_cli bundle exec ruby btap_cli.rb | SUCCEEDED | 147.9179 | 2.0703 | 0.0027167 | 0.0016429 | 43791850 | 0 | 0 | 0 | 0 | 286.9945 | 132.1856 | 511.15 | 845.2233 | 37.3 | FullServiceRestaurant |  |  | 0 | FullServiceRestaurant | 1 |  | 1 | NECB2020 | 0.35004 | 2414.6632 | 24.8488 | 238.9457 | 53.4608 | 84.3566 | 0 | 16.2621 | 0 | 614.7941 | 221.7688 | MONTREAL | QUEBEC | 0.19463 | 42.6302 | 0 | 42.8249 | 11.8574 | 11.6672 | 0 | 23.5246 | 0 | 0.052196 | 0 | 0 | 0.43688 | 0.1155 | 0.045525 | 0.66149 | 0.067182 | 0.15395 | 0.86296 | 0.0025237 | 1.2998 | 0.20147 | 42.8999 | 274.4776 | Natural Gas | 37.3 | 0.757 | [5 empty] | 0.227 | 0.24 | 1.73 |  | 0 | 0 | Montreal-Trudeau Intl AP | CAN | 323 | 4090 | 45.471 | -73.741 | 6 | 4400 | QC | CAN_QC_Montreal-Trudeau.Intl.AP.716270_CWEC2016.epw | 1.2998 | 1028.2669 | 24.8488 | 0 | 7.6253 | 17.711 | FALSE | FALSE | FALSE | TRUE | 12.385 | 16.0738 | -1 | 0 | 0 | 0 | 102.98 | 44.149 | 1.0279 | 0.023283 | 375.71 | 0.1 | 2023-08-22 14:02:08 -0400 | 8b8e2b3c9 | 0.4.0 | 1.2998 | 29.5 | 22.5 | 0 | 0 | 0.047943 | 6.2911e-05 | 3.8046e-05 | 1014108.6875 | 1.4397 | 0.0018892 | 0.0011425 | 30452743.5 | 0 | 0 | 0 | 0 | 121 | 0 | 0 | 0 |  | :ext_roof_cond | -0.3 | 0 | 0 | 0 | 4.9 | -1.5 | 0 | 0 | 0 | 0 | -1.4 | 1.9 | -0.3 | -1.9 | non_compliant | -2.7 | -4.7 | 31.67 | 24 | 2.0718 | 0.0027186 | 0.0016441 | 43822978 | 0 | 0 | 0 | 0 | 0.047943 | 6.2911e-05 | 3.8046e-05 | 1014108.6875 | 1.4407 | 0.0018905 | 0.0011433 | 30474389.5 | 0 | 0 | 0 | 0
0 | FullServiceRestaurant | NECB2020 | CAN_QC_Montreal-Trudeau.Intl.AP.716270_CWEC2016.epw | NaturalGas | NECB_Default | NECB_Default | 1 | NECB_Default | NECB_Default | NECB_Default | NECB_Default | NECB_Default | NECB_Default | NECB_Default | NECB_Default | NECB_Default | NECB_Default | NECB_Default | NECB_Default | NECB_Default | NECB_Default | NECB_Default | NECB_Default | NECB_Default | NECB_Default | NECB_Default | NECB_Default | NECB_Default | NECB_Default | NECB_Default | NECB_Default | NECB_Default | NECB_Default | NECB_Default | NECB_Default | NECB_Default | NECB_Default | NECB_Default | NECB_Default | NECB_Default | NECB_Default | NECB_Default | NECB_Default | NECB_Default | NECB_Default | NECB_Default | NECB_Default | NECB_Default | NECB_Default | NECB_Default | NECB_Default | NECB_Default | NECB_Default | NECB_Default | sensitivity | 74de8e71-0f34-4571-9a9f-ce2e3aa33880 | 5afcf5d1-c030-4cdc-872e-fe91b20ee7a9 | sensitivity_example | local_docker | TRUE | 74de8e71-0f34-4571-9a9f-ce2e3aa33880 | :adv_dx_units: NECB_Default :airloop_economizer_type: NECB_Default :algorithm_type: sensitivity :analysis_id: 5afcf5d1-c030-4cdc-872e-fe91b20ee7a9 :analysis_name: sensitivity_example :baseline_system_zones_map_option: NECB_Default :boiler_eff: NECB_Default :building_type: FullServiceRestaurant :chiller_type: NECB_Default :compute_environment: local_docker :datapoint_id: 74de8e71-0f34-4571-9a9f-ce2e3aa33880 :daylighting_type: NECB_Default :dcv_type: NECB_Default :door_construction_cond: NECB_Default :ecm_system_name: NECB_Default :electrical_loads_scale: NECB_Default :epw_file: CAN_QC_Montreal-Trudeau.Intl.AP.716270_CWEC2016.epw :erv_package: NECB_Default :ext_floor_cond: NECB_Default :ext_roof_cond: NECB_Default :ext_wall_cond: NECB_Default :fdwr_set: NECB_Default :fixed_wind_solar_trans: NECB_Default :fixed_window_cond: NECB_Default :furnace_eff: NECB_Default :glass_door_cond: NECB_Default :glass_door_solar_trans: NECB_Default :ground_floor_cond: NECB_Default :ground_roof_cond: NECB_Default :ground_wall_cond: NECB_Default :infiltration_scale: NECB_Default :job_id: 74de8e71-0f34-4571-9a9f-ce2e3aa33880 :lights_scale: '1.0' :lights_type: NECB_Default :npv_discount_rate: NECB_Default :npv_end_year: NECB_Default :npv_start_year: NECB_Default :nv_delta_temp_in_out: NECB_Default :nv_opening_fraction: NECB_Default :nv_temp_out_min: NECB_Default :nv_type: NECB_Default :oa_scale: NECB_Default :occupancy_loads_scale: NECB_Default :output_meters: [] :output_variables: - frequency: hourly key: '*' operation: '*' unit: '*' variable: Zone Air Temperature - frequency: hourly key: '*' operation: sum unit: GJ variable: Lights Total Heating Energy :overhead_door_cond: NECB_Default :primary_heating_fuel: NaturalGas :pv_ground_azimuth_angle: NECB_Default :pv_ground_module_description: NECB_Default :pv_ground_tilt_angle: NECB_Default :pv_ground_total_area_pv_panels_m2: NECB_Default :pv_ground_type: NECB_Default :rotation_degrees: NECB_Default :run_annual_simulation: true :scale_x: NECB_Default :scale_y: NECB_Default :scale_z: NECB_Default :scenario: :ext_floor_cond :shw_eff: NECB_Default :shw_scale: NECB_Default :skylight_cond: NECB_Default :skylight_solar_trans: NECB_Default :srr_set: NECB_Default :template: NECB2020 | file:///C:\Users\plopez\btap_batch\output\sensitivity_example\sensitivity\runs\74de8e71-0f34-4571-9a9f-ce2e3aa33880 | docker run --rm -v C:\Users\plopez\btap_batch\output\sensitivity_example\sensitivity\runs:/btap_costing/utilities/btap_cli/output -v C:\Users\plopez\btap_batch\output\sensitivity_example\sensitivity\runs\74de8e71-0f34-4571-9a9f-ce2e3aa33880:/btap_costing/utilities/btap_cli/input phylroy_lopez_btap_cli bundle exec ruby btap_cli.rb | SUCCEEDED | 160.9805 | 2.0718 | 0.0027186 | 0.0016441 | 43822978 | 0 | 0 | 0 | 0 | 280.2993 | 126.9414 | 511.15 | 845.2233 | 37.3 | FullServiceRestaurant |  |  | 0 | FullServiceRestaurant | 1 |  | 1 | NECB2020 | 0.35004 | 2414.6632 | 24.7499 | 243.8499 | 51.9362 | 84.3566 | 0 | 16.2621 | 0 | 616.7259 | 220.3211 | MONTREAL | QUEBEC | 0.1939 | 41.5198 | 0 | 41.7137 | 11.8133 | 11.3633 | 0 | 23.1766 | 0 | 0.051707 | 0 | 0 | 0.43525 | 0.1147 | 0.045525 | 0.63901 | 0.067182 | 0.15395 | 0.84048 | 0.0021911 | 1.2757 | 0.20147 | 42.7574 | 264.4869 | Natural Gas | 37.3 | 0.757 | [5 empty] | 0.138 | 0.24 | 1.73 |  | 0 | 0 | Montreal-Trudeau Intl AP | CAN | 323 | 4090 | 45.471 | -73.741 | 6 | 4400 | QC | CAN_QC_Montreal-Trudeau.Intl.AP.716270_CWEC2016.epw | 1.2757 | 1023.5227 | 24.7499 | 0 | 7.6253 | 17.711 | FALSE | FALSE | FALSE | TRUE | 12.385 | 16.0738 | -1 | 0 | 0 | 0 | 102.98 | 44.149 | 1.0279 | 0.023283 | 375.71 | 0.1 | 2023-08-22 13:59:59 -0400 | 8b8e2b3c9 | 0.4.0 | 1.2757 | 31.67 | 24 | 0 | 0 | 0.047943 | 6.2911e-05 | 3.8046e-05 | 1014108.6875 | 1.4407 | 0.0018905 | 0.0011433 | 30474389.5 | 0 | 0 | 0 | 0 | 121 | 0 | 0 | 0 |  | :ext_floor_cond | 0 | 0 | 0 | 0 | 0 | 0 | 0 | 0 | 0 | 0 | 0 | 0 | 0 | 0 | tier_1 | 0 | 0 | 31.67 | 24 | 2.0718 | 0.0027186 | 0.0016441 | 43822978 | 0 | 0 | 0 | 0 | 0.047943 | 6.2911e-05 | 3.8046e-05 | 1014108.6875 | 1.4407 | 0.0018905 | 0.0011433 | 30474389.5 | 0 | 0 | 0 | 0
0 | FullServiceRestaurant | NECB2020 | CAN_QC_Montreal-Trudeau.Intl.AP.716270_CWEC2016.epw | NaturalGas | NECB_Default | NECB_Default | 1 | NECB_Default | NECB_Default | NECB_Default | NECB_Default | NECB_Default | NECB_Default | NECB_Default | NECB_Default | 0.142 | NECB_Default | NECB_Default | NECB_Default | NECB_Default | NECB_Default | NECB_Default | NECB_Default | NECB_Default | NECB_Default | NECB_Default | NECB_Default | NECB_Default | NECB_Default | NECB_Default | NECB_Default | NECB_Default | NECB_Default | NECB_Default | NECB_Default | NECB_Default | NECB_Default | NECB_Default | NECB_Default | NECB_Default | NECB_Default | NECB_Default | NECB_Default | NECB_Default | NECB_Default | NECB_Default | NECB_Default | NECB_Default | NECB_Default | NECB_Default | NECB_Default | NECB_Default | NECB_Default | NECB_Default | sensitivity | 7b167ed2-c392-402e-9e9a-4dedcdb54d9e | 5afcf5d1-c030-4cdc-872e-fe91b20ee7a9 | sensitivity_example | local_docker | TRUE | 7b167ed2-c392-402e-9e9a-4dedcdb54d9e | :adv_dx_units: NECB_Default :airloop_economizer_type: NECB_Default :algorithm_type: sensitivity :analysis_id: 5afcf5d1-c030-4cdc-872e-fe91b20ee7a9 :analysis_name: sensitivity_example :baseline_system_zones_map_option: NECB_Default :boiler_eff: NECB_Default :building_type: FullServiceRestaurant :chiller_type: NECB_Default :compute_environment: local_docker :datapoint_id: 7b167ed2-c392-402e-9e9a-4dedcdb54d9e :daylighting_type: NECB_Default :dcv_type: NECB_Default :door_construction_cond: NECB_Default :ecm_system_name: NECB_Default :electrical_loads_scale: NECB_Default :epw_file: CAN_QC_Montreal-Trudeau.Intl.AP.716270_CWEC2016.epw :erv_package: NECB_Default :ext_floor_cond: NECB_Default :ext_roof_cond: '0.142' :ext_wall_cond: NECB_Default :fdwr_set: NECB_Default :fixed_wind_solar_trans: NECB_Default :fixed_window_cond: NECB_Default :furnace_eff: NECB_Default :glass_door_cond: NECB_Default :glass_door_solar_trans: NECB_Default :ground_floor_cond: NECB_Default :ground_roof_cond: NECB_Default :ground_wall_cond: NECB_Default :infiltration_scale: NECB_Default :job_id: 7b167ed2-c392-402e-9e9a-4dedcdb54d9e :lights_scale: '1.0' :lights_type: NECB_Default :npv_discount_rate: NECB_Default :npv_end_year: NECB_Default :npv_start_year: NECB_Default :nv_delta_temp_in_out: NECB_Default :nv_opening_fraction: NECB_Default :nv_temp_out_min: NECB_Default :nv_type: NECB_Default :oa_scale: NECB_Default :occupancy_loads_scale: NECB_Default :output_meters: [] :output_variables: - frequency: hourly key: '*' operation: '*' unit: '*' variable: Zone Air Temperature - frequency: hourly key: '*' operation: sum unit: GJ variable: Lights Total Heating Energy :overhead_door_cond: NECB_Default :primary_heating_fuel: NaturalGas :pv_ground_azimuth_angle: NECB_Default :pv_ground_module_description: NECB_Default :pv_ground_tilt_angle: NECB_Default :pv_ground_total_area_pv_panels_m2: NECB_Default :pv_ground_type: NECB_Default :rotation_degrees: NECB_Default :run_annual_simulation: true :scale_x: NECB_Default :scale_y: NECB_Default :scale_z: NECB_Default :scenario: :ext_roof_cond :shw_eff: NECB_Default :shw_scale: NECB_Default :skylight_cond: NECB_Default :skylight_solar_trans: NECB_Default :srr_set: NECB_Default :template: NECB2020 | file:///C:\Users\plopez\btap_batch\output\sensitivity_example\sensitivity\runs\7b167ed2-c392-402e-9e9a-4dedcdb54d9e | docker run --rm -v C:\Users\plopez\btap_batch\output\sensitivity_example\sensitivity\runs:/btap_costing/utilities/btap_cli/output -v C:\Users\plopez\btap_batch\output\sensitivity_example\sensitivity\runs\7b167ed2-c392-402e-9e9a-4dedcdb54d9e:/btap_costing/utilities/btap_cli/input phylroy_lopez_btap_cli bundle exec ruby btap_cli.rb | SUCCEEDED | 140.778 | 2.0717 | 0.0027186 | 0.0016441 | 43822238 | 0 | 0 | 0 | 0 | 280.658 | 127.2295 | 511.15 | 845.2233 | 37.3 | FullServiceRestaurant |  |  | 0 | FullServiceRestaurant | 1 |  | 1 | NECB2020 | 0.35004 | 2414.6632 | 24.7547 | 243.6089 | 52.0397 | 84.3566 | 0 | 16.2621 | 0 | 616.6277 | 220.3604 | MONTREAL | QUEBEC | 0.19392 | 41.5807 | 0 | 41.7746 | 11.8144 | 11.3799 | 0 | 23.1943 | 0 | 0.051726 | 0 | 0 | 0.43531 | 0.11474 | 0.045525 | 0.64024 | 0.067182 | 0.15395 | 0.84171 | 0.0021911 | 1.277 | 0.20147 | 42.7643 | 267.7601 | Natural Gas | 37.3 | 0.757 | [5 empty] | 0.142 | 0.24 | 1.73 |  | 0 | 0 | Montreal-Trudeau Intl AP | CAN | 323 | 4090 | 45.471 | -73.741 | 6 | 4400 | QC | CAN_QC_Montreal-Trudeau.Intl.AP.716270_CWEC2016.epw | 1.277 | 1023.7773 | 24.7547 | 0 | 7.6253 | 17.7112 | FALSE | FALSE | FALSE | TRUE | 12.385 | 16.0739 | -1 | 0 | 0 | 0 | 102.98 | 44.149 | 1.0279 | 0.023283 | 375.71 | 0.1 | 2023-08-22 14:02:07 -0400 | 8b8e2b3c9 | 0.4.0 | 1.277 | 31.67 | 24 | 0 | 0 | 0.047943 | 6.2911e-05 | 3.8046e-05 | 1014108.6875 | 1.4407 | 0.0018905 | 0.0011433 | 30473877.5 | 0 | 0 | 0 | 0 | 121 | 0 | 0 | 0 |  | :ext_roof_cond | 0 | 0 | 0 | 0 | 0.2 | -0.1 | 0 | 0 | 0 | 0 | 0 | 0.1 | 0 | -0.1 | non_compliant | -0.1 | -0.3 | 31.67 | 24 | 2.0718 | 0.0027186 | 0.0016441 | 43822978 | 0 | 0 | 0 | 0 | 0.047943 | 6.2911e-05 | 3.8046e-05 | 1014108.6875 | 1.4407 | 0.0018905 | 0.0011433 | 30474389.5 | 0 | 0 | 0 | 0
0 | FullServiceRestaurant | NECB2020 | CAN_QC_Montreal-Trudeau.Intl.AP.716270_CWEC2016.epw | NaturalGas | NECB_Default | NECB_Default | 1 | NECB_Default | NECB_Default | NECB_Default | NECB_Default | NECB_Default | NECB_Default | NECB_Default | NECB_Default | NECB_Default | NECB_Default | NECB_Default | 0.568 | NECB_Default | NECB_Default | NECB_Default | NECB_Default | NECB_Default | NECB_Default | NECB_Default | NECB_Default | NECB_Default | NECB_Default | NECB_Default | NECB_Default | NECB_Default | NECB_Default | NECB_Default | NECB_Default | NECB_Default | NECB_Default | NECB_Default | NECB_Default | NECB_Default | NECB_Default | NECB_Default | NECB_Default | NECB_Default | NECB_Default | NECB_Default | NECB_Default | NECB_Default | NECB_Default | NECB_Default | NECB_Default | NECB_Default | NECB_Default | NECB_Default | sensitivity | 7b7a5aac-ee66-426c-a0ef-ee202149ece4 | 5afcf5d1-c030-4cdc-872e-fe91b20ee7a9 | sensitivity_example | local_docker | TRUE | 7b7a5aac-ee66-426c-a0ef-ee202149ece4 | :adv_dx_units: NECB_Default :airloop_economizer_type: NECB_Default :algorithm_type: sensitivity :analysis_id: 5afcf5d1-c030-4cdc-872e-fe91b20ee7a9 :analysis_name: sensitivity_example :baseline_system_zones_map_option: NECB_Default :boiler_eff: NECB_Default :building_type: FullServiceRestaurant :chiller_type: NECB_Default :compute_environment: local_docker :datapoint_id: 7b7a5aac-ee66-426c-a0ef-ee202149ece4 :daylighting_type: NECB_Default :dcv_type: NECB_Default :door_construction_cond: NECB_Default :ecm_system_name: NECB_Default :electrical_loads_scale: NECB_Default :epw_file: CAN_QC_Montreal-Trudeau.Intl.AP.716270_CWEC2016.epw :erv_package: NECB_Default :ext_floor_cond: NECB_Default :ext_roof_cond: NECB_Default :ext_wall_cond: NECB_Default :fdwr_set: NECB_Default :fixed_wind_solar_trans: NECB_Default :fixed_window_cond: NECB_Default :furnace_eff: NECB_Default :glass_door_cond: NECB_Default :glass_door_solar_trans: NECB_Default :ground_floor_cond: NECB_Default :ground_roof_cond: '0.568' :ground_wall_cond: NECB_Default :infiltration_scale: NECB_Default :job_id: 7b7a5aac-ee66-426c-a0ef-ee202149ece4 :lights_scale: '1.0' :lights_type: NECB_Default :npv_discount_rate: NECB_Default :npv_end_year: NECB_Default :npv_start_year: NECB_Default :nv_delta_temp_in_out: NECB_Default :nv_opening_fraction: NECB_Default :nv_temp_out_min: NECB_Default :nv_type: NECB_Default :oa_scale: NECB_Default :occupancy_loads_scale: NECB_Default :output_meters: [] :output_variables: - frequency: hourly key: '*' operation: '*' unit: '*' variable: Zone Air Temperature - frequency: hourly key: '*' operation: sum unit: GJ variable: Lights Total Heating Energy :overhead_door_cond: NECB_Default :primary_heating_fuel: NaturalGas :pv_ground_azimuth_angle: NECB_Default :pv_ground_module_description: NECB_Default :pv_ground_tilt_angle: NECB_Default :pv_ground_total_area_pv_panels_m2: NECB_Default :pv_ground_type: NECB_Default :rotation_degrees: NECB_Default :run_annual_simulation: true :scale_x: NECB_Default :scale_y: NECB_Default :scale_z: NECB_Default :scenario: :ground_roof_cond :shw_eff: NECB_Default :shw_scale: NECB_Default :skylight_cond: NECB_Default :skylight_solar_trans: NECB_Default :srr_set: NECB_Default :template: NECB2020 | file:///C:\Users\plopez\btap_batch\output\sensitivity_example\sensitivity\runs\7b7a5aac-ee66-426c-a0ef-ee202149ece4 | docker run --rm -v C:\Users\plopez\btap_batch\output\sensitivity_example\sensitivity\runs:/btap_costing/utilities/btap_cli/output -v C:\Users\plopez\btap_batch\output\sensitivity_example\sensitivity\runs\7b7a5aac-ee66-426c-a0ef-ee202149ece4:/btap_costing/utilities/btap_cli/input phylroy_lopez_btap_cli bundle exec ruby btap_cli.rb | SUCCEEDED | 143.682 | 2.0718 | 0.0027186 | 0.0016441 | 43822978 | 0 | 0 | 0 | 0 | 280.2993 | 126.9414 | 511.15 | 845.2233 | 37.3 | FullServiceRestaurant |  |  | 0 | FullServiceRestaurant | 1 |  | 1 | NECB2020 | 0.35004 | 2414.6632 | 24.7499 | 243.8499 | 51.9362 | 84.3566 | 0 | 16.2621 | 0 | 616.7259 | 220.3211 | MONTREAL | QUEBEC | 0.1939 | 41.5198 | 0 | 41.7137 | 11.8133 | 11.3633 | 0 | 23.1766 | 0 | 0.051707 | 0 | 0 | 0.43525 | 0.1147 | 0.045525 | 0.63901 | 0.067182 | 0.15395 | 0.84048 | 0.0021911 | 1.2757 | 0.20147 | 42.7574 | 264.4869 | Natural Gas | 37.3 | 0.757 | [5 empty] | 0.138 | 0.24 | 1.73 |  | 0 | 0 | Montreal-Trudeau Intl AP | CAN | 323 | 4090 | 45.471 | -73.741 | 6 | 4400 | QC | CAN_QC_Montreal-Trudeau.Intl.AP.716270_CWEC2016.epw | 1.2757 | 1023.5227 | 24.7499 | 0 | 7.6253 | 17.711 | FALSE | FALSE | FALSE | TRUE | 12.385 | 16.0738 | -1 | 0 | 0 | 0 | 102.98 | 44.149 | 1.0279 | 0.023283 | 375.71 | 0.1 | 2023-08-22 14:02:20 -0400 | 8b8e2b3c9 | 0.4.0 | 1.2757 | 31.67 | 24 | 0 | 0 | 0.047943 | 6.2911e-05 | 3.8046e-05 | 1014108.6875 | 1.4407 | 0.0018905 | 0.0011433 | 30474389.5 | 0 | 0 | 0 | 0 | 121 | 0 | 0 | 0 |  | :ground_roof_cond | 0 | 0 | 0 | 0 | 0 | 0 | 0 | 0 | 0 | 0 | 0 | 0 | 0 | 0 | tier_1 | 0 | 0 | 31.67 | 24 | 2.0718 | 0.0027186 | 0.0016441 | 43822978 | 0 | 0 | 0 | 0 | 0.047943 | 6.2911e-05 | 3.8046e-05 | 1014108.6875 | 1.4407 | 0.0018905 | 0.0011433 | 30474389.5 | 0 | 0 | 0 | 0
0 | FullServiceRestaurant | NECB2020 | CAN_QC_Montreal-Trudeau.Intl.AP.716270_CWEC2016.epw | NaturalGas | NECB_Default | NECB_Default | 1 | NECB_Default | NECB_Default | NECB_Default | NECB_Default | NECB_Default | NECB_Default | NECB_Default | NECB_Default | NECB_Default | NECB_Default | NECB_Default | NECB_Default | NECB_Default | 2.2 | NECB_Default | NECB_Default | NECB_Default | NECB_Default | NECB_Default | NECB_Default | NECB_Default | NECB_Default | NECB_Default | NECB_Default | NECB_Default | NECB_Default | NECB_Default | NECB_Default | NECB_Default | NECB_Default | NECB_Default | NECB_Default | NECB_Default | NECB_Default | NECB_Default | NECB_Default | NECB_Default | NECB_Default | NECB_Default | NECB_Default | NECB_Default | NECB_Default | NECB_Default | NECB_Default | NECB_Default | NECB_Default | NECB_Default | sensitivity | 8125c35e-82c2-46e8-b3f7-42650f014c9c | 5afcf5d1-c030-4cdc-872e-fe91b20ee7a9 | sensitivity_example | local_docker | TRUE | 8125c35e-82c2-46e8-b3f7-42650f014c9c | :adv_dx_units: NECB_Default :airloop_economizer_type: NECB_Default :algorithm_type: sensitivity :analysis_id: 5afcf5d1-c030-4cdc-872e-fe91b20ee7a9 :analysis_name: sensitivity_example :baseline_system_zones_map_option: NECB_Default :boiler_eff: NECB_Default :building_type: FullServiceRestaurant :chiller_type: NECB_Default :compute_environment: local_docker :datapoint_id: 8125c35e-82c2-46e8-b3f7-42650f014c9c :daylighting_type: NECB_Default :dcv_type: NECB_Default :door_construction_cond: NECB_Default :ecm_system_name: NECB_Default :electrical_loads_scale: NECB_Default :epw_file: CAN_QC_Montreal-Trudeau.Intl.AP.716270_CWEC2016.epw :erv_package: NECB_Default :ext_floor_cond: NECB_Default :ext_roof_cond: NECB_Default :ext_wall_cond: NECB_Default :fdwr_set: NECB_Default :fixed_wind_solar_trans: NECB_Default :fixed_window_cond: '2.2' :furnace_eff: NECB_Default :glass_door_cond: NECB_Default :glass_door_solar_trans: NECB_Default :ground_floor_cond: NECB_Default :ground_roof_cond: NECB_Default :ground_wall_cond: NECB_Default :infiltration_scale: NECB_Default :job_id: 8125c35e-82c2-46e8-b3f7-42650f014c9c :lights_scale: '1.0' :lights_type: NECB_Default :npv_discount_rate: NECB_Default :npv_end_year: NECB_Default :npv_start_year: NECB_Default :nv_delta_temp_in_out: NECB_Default :nv_opening_fraction: NECB_Default :nv_temp_out_min: NECB_Default :nv_type: NECB_Default :oa_scale: NECB_Default :occupancy_loads_scale: NECB_Default :output_meters: [] :output_variables: - frequency: hourly key: '*' operation: '*' unit: '*' variable: Zone Air Temperature - frequency: hourly key: '*' operation: sum unit: GJ variable: Lights Total Heating Energy :overhead_door_cond: NECB_Default :primary_heating_fuel: NaturalGas :pv_ground_azimuth_angle: NECB_Default :pv_ground_module_description: NECB_Default :pv_ground_tilt_angle: NECB_Default :pv_ground_total_area_pv_panels_m2: NECB_Default :pv_ground_type: NECB_Default :rotation_degrees: NECB_Default :run_annual_simulation: true :scale_x: NECB_Default :scale_y: NECB_Default :scale_z: NECB_Default :scenario: :fixed_window_cond :shw_eff: NECB_Default :shw_scale: NECB_Default :skylight_cond: NECB_Default :skylight_solar_trans: NECB_Default :srr_set: NECB_Default :template: NECB2020 | file:///C:\Users\plopez\btap_batch\output\sensitivity_example\sensitivity\runs\8125c35e-82c2-46e8-b3f7-42650f014c9c | docker run --rm -v C:\Users\plopez\btap_batch\output\sensitivity_example\sensitivity\runs:/btap_costing/utilities/btap_cli/output -v C:\Users\plopez\btap_batch\output\sensitivity_example\sensitivity\runs\8125c35e-82c2-46e8-b3f7-42650f014c9c:/btap_costing/utilities/btap_cli/input phylroy_lopez_btap_cli bundle exec ruby btap_cli.rb | SUCCEEDED | 144.6511 | 2.0693 | 0.0027154 | 0.0016421 | 43771370 | 0 | 0 | 0 | 0 | 288.9345 | 134.3974 | 511.15 | 845.2233 | 37.3 | FullServiceRestaurant |  |  | 0 | FullServiceRestaurant | 1 |  | 1 | NECB2020 | 0.35004 | 2414.6632 | 24.7605 | 240.6941 | 53.3573 | 84.3566 | 0 | 16.2621 | 0 | 614.9263 | 220.2562 | MONTREAL | QUEBEC | 0.19342 | 43.1086 | 0 | 43.302 | 11.7841 | 11.7981 | 0 | 23.5822 | 0 | 0.050455 | 0 | 0 | 0.43418 | 0.11449 | 0.045525 | 0.67117 | 0.067182 | 0.15395 | 0.87264 | 0.0025824 | 1.3068 | 0.20147 | 42.7646 | 276.7 | Natural Gas | 37.3 | 0.757 | [5 empty] | 0.138 | 0.24 | 2.2 |  | 0 | 0 | Montreal-Trudeau Intl AP | CAN | 323 | 4090 | 45.471 | -73.741 | 6 | 4400 | QC | CAN_QC_Montreal-Trudeau.Intl.AP.716270_CWEC2016.epw | 1.3068 | 1029.8482 | 24.7605 | 0 | 7.6253 | 17.711 | FALSE | FALSE | FALSE | TRUE | 12.385 | 16.0738 | -1 | 0 | 0 | 0 | 102.98 | 44.149 | 1.0279 | 0.023283 | 375.71 | 0.1 | 2023-08-22 14:02:26 -0400 | 8b8e2b3c9 | 0.4.0 | 1.3068 | 29 | 22.67 | 0 | 0 | 0.047943 | 6.2911e-05 | 3.8046e-05 | 1014108.6875 | 1.439 | 0.0018883 | 0.0011419 | 30438501.5 | 0 | 0 | 0 | 0 | 121 | 0 | 0 | 0 |  | :fixed_window_cond | -0.4 | 0 | 0 | 0 | 3.2 | -1.4 | 0 | 0 | 0 | 0 | 0.1 | 1.8 | 0 | -2.4 | non_compliant | -3.8 | -6.3 | 31.67 | 24 | 2.0718 | 0.0027186 | 0.0016441 | 43822978 | 0 | 0 | 0 | 0 | 0.047943 | 6.2911e-05 | 3.8046e-05 | 1014108.6875 | 1.4407 | 0.0018905 | 0.0011433 | 30474389.5 | 0 | 0 | 0 | 0
0 | FullServiceRestaurant | NECB2020 | CAN_QC_Montreal-Trudeau.Intl.AP.716270_CWEC2016.epw | NaturalGas | NECB_Default | NECB_Default | 1 | NECB_Default | NECB_Default | Plate-All | NECB_Default | NECB_Default | NECB_Default | NECB_Default | NECB_Default | NECB_Default | NECB_Default | NECB_Default | NECB_Default | NECB_Default | NECB_Default | NECB_Default | NECB_Default | NECB_Default | NECB_Default | NECB_Default | NECB_Default | NECB_Default | NECB_Default | NECB_Default | NECB_Default | NECB_Default | NECB_Default | NECB_Default | NECB_Default | NECB_Default | NECB_Default | NECB_Default | NECB_Default | NECB_Default | NECB_Default | NECB_Default | NECB_Default | NECB_Default | NECB_Default | NECB_Default | NECB_Default | NECB_Default | NECB_Default | NECB_Default | NECB_Default | NECB_Default | NECB_Default | NECB_Default | sensitivity | 862352be-a374-40cd-a053-f71f7432ffc0 | 5afcf5d1-c030-4cdc-872e-fe91b20ee7a9 | sensitivity_example | local_docker | TRUE | 862352be-a374-40cd-a053-f71f7432ffc0 | :adv_dx_units: NECB_Default :airloop_economizer_type: NECB_Default :algorithm_type: sensitivity :analysis_id: 5afcf5d1-c030-4cdc-872e-fe91b20ee7a9 :analysis_name: sensitivity_example :baseline_system_zones_map_option: NECB_Default :boiler_eff: NECB_Default :building_type: FullServiceRestaurant :chiller_type: NECB_Default :compute_environment: local_docker :datapoint_id: 862352be-a374-40cd-a053-f71f7432ffc0 :daylighting_type: NECB_Default :dcv_type: NECB_Default :door_construction_cond: NECB_Default :ecm_system_name: NECB_Default :electrical_loads_scale: NECB_Default :epw_file: CAN_QC_Montreal-Trudeau.Intl.AP.716270_CWEC2016.epw :erv_package: Plate-All :ext_floor_cond: NECB_Default :ext_roof_cond: NECB_Default :ext_wall_cond: NECB_Default :fdwr_set: NECB_Default :fixed_wind_solar_trans: NECB_Default :fixed_window_cond: NECB_Default :furnace_eff: NECB_Default :glass_door_cond: NECB_Default :glass_door_solar_trans: NECB_Default :ground_floor_cond: NECB_Default :ground_roof_cond: NECB_Default :ground_wall_cond: NECB_Default :infiltration_scale: NECB_Default :job_id: 862352be-a374-40cd-a053-f71f7432ffc0 :lights_scale: '1.0' :lights_type: NECB_Default :npv_discount_rate: NECB_Default :npv_end_year: NECB_Default :npv_start_year: NECB_Default :nv_delta_temp_in_out: NECB_Default :nv_opening_fraction: NECB_Default :nv_temp_out_min: NECB_Default :nv_type: NECB_Default :oa_scale: NECB_Default :occupancy_loads_scale: NECB_Default :output_meters: [] :output_variables: - frequency: hourly key: '*' operation: '*' unit: '*' variable: Zone Air Temperature - frequency: hourly key: '*' operation: sum unit: GJ variable: Lights Total Heating Energy :overhead_door_cond: NECB_Default :primary_heating_fuel: NaturalGas :pv_ground_azimuth_angle: NECB_Default :pv_ground_module_description: NECB_Default :pv_ground_tilt_angle: NECB_Default :pv_ground_total_area_pv_panels_m2: NECB_Default :pv_ground_type: NECB_Default :rotation_degrees: NECB_Default :run_annual_simulation: true :scale_x: NECB_Default :scale_y: NECB_Default :scale_z: NECB_Default :scenario: :erv_package :shw_eff: NECB_Default :shw_scale: NECB_Default :skylight_cond: NECB_Default :skylight_solar_trans: NECB_Default :srr_set: NECB_Default :template: NECB2020 | file:///C:\Users\plopez\btap_batch\output\sensitivity_example\sensitivity\runs\862352be-a374-40cd-a053-f71f7432ffc0 | docker run --rm -v C:\Users\plopez\btap_batch\output\sensitivity_example\sensitivity\runs:/btap_costing/utilities/btap_cli/output -v C:\Users\plopez\btap_batch\output\sensitivity_example\sensitivity\runs\862352be-a374-40cd-a053-f71f7432ffc0:/btap_costing/utilities/btap_cli/input phylroy_lopez_btap_cli bundle exec ruby btap_cli.rb | SUCCEEDED | 167.4748 | 2.0742 | 0.0027219 | 0.0016461 | 43875454 | 0 | 0 | 0 | 0 | 194.3004 | 65.1853 | 511.15 | 845.2233 | 37.3 | FullServiceRestaurant |  |  | 0 | FullServiceRestaurant | 1 |  | 1 | NECB2020 | 0.35004 | 2414.6632 | 24.2383 | 243.8499 | 51.9362 | 84.3566 | 0 | 16.2621 | 0 | 616.7259 | 220.3211 | MONTREAL | QUEBEC | 0.19329 | 26.2943 | 0 | 26.4876 | 11.7762 | 7.1963 | 0 | 18.9724 | 0 | 0.050377 | 0 | 0 | 0.43388 | 0.1147 | 0.045525 | 0.33078 | 0.067182 | 0.15395 | 0.53225 | 0.002152 | 0.96614 | 0.20147 | 42.2458 | 265.9477 | Natural Gas | 37.3 | 0.757 | [5 empty] | 0.138 | 0.24 | 1.73 |  | 0 | 0 | Montreal-Trudeau Intl AP | CAN | 323 | 4090 | 45.471 | -73.741 | 6 | 4400 | QC | CAN_QC_Montreal-Trudeau.Intl.AP.716270_CWEC2016.epw | 0.96616 | 940.7596 | 24.2383 | 0 | 7.6253 | 17.711 | FALSE | FALSE | FALSE | TRUE | 12.385 | 16.0738 | -1 | 0 | 0 | 0 | 102.98 | 44.149 | 1.0279 | 0.023283 | 375.71 | 0.1 | 2023-08-22 13:59:56 -0400 | 8b8e2b3c9 | 0.4.0 | 0.96614 | 31 | 23.17 | 0 | 0 | 0.047943 | 6.2911e-05 | 3.8046e-05 | 1014108.6875 | 1.4424 | 0.0018928 | 0.0011447 | 30510881.5 | 0 | 0 | 0 | 0 | 121 | 0 | 0 | 0 |  | :erv_package | 4.2 | 0 | 0.3 | 0 | 0 | 0 | 0 | 0 | 0 | 0 | 0 | 0 | 1.2 | 24.3 | tier_1 | 36.5 | 82.8 | 31.67 | 24 | 2.0718 | 0.0027186 | 0.0016441 | 43822978 | 0 | 0 | 0 | 0 | 0.047943 | 6.2911e-05 | 3.8046e-05 | 1014108.6875 | 1.4407 | 0.0018905 | 0.0011433 | 30474389.5 | 0 | 0 | 0 | 0
0 | FullServiceRestaurant | NECB2020 | CAN_QC_Montreal-Trudeau.Intl.AP.716270_CWEC2016.epw | NaturalGas | NECB_Default | NECB_Default | 1 | NECB_Default | NECB_Default | NECB_Default | NECB_Default | NECB_Default | NECB_Default | NECB_Default | NECB_Default | NECB_Default | NECB_Default | NECB_Default | NECB_Default | NECB_Default | NECB_Default | NECB_Default | NECB_Default | NECB_Default | NECB_Default | NECB_Default | NECB_Default | NECB_Default | NECB_Default | NECB_Default | NECB_Default | NECB_Default | NECB_Default | NECB_Default | NECB_Default | NECB_Default | NECB_Default | NECB_Default | NECB_Default | NECB_Default | NECB_Default | NECB_Default | NECB_Default | NECB_Default | NECB_Default | NECB_Default | NECB_Default | NECB_Default | NECB_Default | NECB_Default | NECB_Default | NECB_Default | NECB_Default | NECB_Default | sensitivity | 869b4afc-362d-4d82-8763-bb1bd6998309 | 5afcf5d1-c030-4cdc-872e-fe91b20ee7a9 | sensitivity_example | local_docker | TRUE | 869b4afc-362d-4d82-8763-bb1bd6998309 | :adv_dx_units: NECB_Default :airloop_economizer_type: NECB_Default :algorithm_type: sensitivity :analysis_id: 5afcf5d1-c030-4cdc-872e-fe91b20ee7a9 :analysis_name: sensitivity_example :baseline_system_zones_map_option: NECB_Default :boiler_eff: NECB_Default :building_type: FullServiceRestaurant :chiller_type: NECB_Default :compute_environment: local_docker :datapoint_id: 869b4afc-362d-4d82-8763-bb1bd6998309 :daylighting_type: NECB_Default :dcv_type: NECB_Default :door_construction_cond: NECB_Default :ecm_system_name: NECB_Default :electrical_loads_scale: NECB_Default :epw_file: CAN_QC_Montreal-Trudeau.Intl.AP.716270_CWEC2016.epw :erv_package: NECB_Default :ext_floor_cond: NECB_Default :ext_roof_cond: NECB_Default :ext_wall_cond: NECB_Default :fdwr_set: NECB_Default :fixed_wind_solar_trans: NECB_Default :fixed_window_cond: NECB_Default :furnace_eff: NECB_Default :glass_door_cond: NECB_Default :glass_door_solar_trans: NECB_Default :ground_floor_cond: NECB_Default :ground_roof_cond: NECB_Default :ground_wall_cond: NECB_Default :infiltration_scale: NECB_Default :job_id: 869b4afc-362d-4d82-8763-bb1bd6998309 :lights_scale: '1.0' :lights_type: NECB_Default :npv_discount_rate: NECB_Default :npv_end_year: NECB_Default :npv_start_year: NECB_Default :nv_delta_temp_in_out: NECB_Default :nv_opening_fraction: NECB_Default :nv_temp_out_min: NECB_Default :nv_type: NECB_Default :oa_scale: NECB_Default :occupancy_loads_scale: NECB_Default :output_meters: [] :output_variables: - frequency: hourly key: '*' operation: '*' unit: '*' variable: Zone Air Temperature - frequency: hourly key: '*' operation: sum unit: GJ variable: Lights Total Heating Energy :overhead_door_cond: NECB_Default :primary_heating_fuel: NaturalGas :pv_ground_azimuth_angle: NECB_Default :pv_ground_module_description: NECB_Default :pv_ground_tilt_angle: NECB_Default :pv_ground_total_area_pv_panels_m2: NECB_Default :pv_ground_type: NECB_Default :rotation_degrees: NECB_Default :run_annual_simulation: true :scale_x: NECB_Default :scale_y: NECB_Default :scale_z: NECB_Default :scenario: :ext_roof_cond :shw_eff: NECB_Default :shw_scale: NECB_Default :skylight_cond: NECB_Default :skylight_solar_trans: NECB_Default :srr_set: NECB_Default :template: NECB2020 | file:///C:\Users\plopez\btap_batch\output\sensitivity_example\sensitivity\runs\869b4afc-362d-4d82-8763-bb1bd6998309 | docker run --rm -v C:\Users\plopez\btap_batch\output\sensitivity_example\sensitivity\runs:/btap_costing/utilities/btap_cli/output -v C:\Users\plopez\btap_batch\output\sensitivity_example\sensitivity\runs\869b4afc-362d-4d82-8763-bb1bd6998309:/btap_costing/utilities/btap_cli/input phylroy_lopez_btap_cli bundle exec ruby btap_cli.rb | SUCCEEDED | 145.6903 | 2.0718 | 0.0027186 | 0.0016441 | 43822978 | 0 | 0 | 0 | 0 | 280.2993 | 126.9414 | 511.15 | 845.2233 | 37.3 | FullServiceRestaurant |  |  | 0 | FullServiceRestaurant | 1 |  | 1 | NECB2020 | 0.35004 | 2414.6632 | 24.7499 | 243.8499 | 51.9362 | 84.3566 | 0 | 16.2621 | 0 | 616.7259 | 220.3211 | MONTREAL | QUEBEC | 0.1939 | 41.5198 | 0 | 41.7137 | 11.8133 | 11.3633 | 0 | 23.1766 | 0 | 0.051707 | 0 | 0 | 0.43525 | 0.1147 | 0.045525 | 0.63901 | 0.067182 | 0.15395 | 0.84048 | 0.0021911 | 1.2757 | 0.20147 | 42.7574 | 264.4869 | Natural Gas | 37.3 | 0.757 | [5 empty] | 0.138 | 0.24 | 1.73 |  | 0 | 0 | Montreal-Trudeau Intl AP | CAN | 323 | 4090 | 45.471 | -73.741 | 6 | 4400 | QC | CAN_QC_Montreal-Trudeau.Intl.AP.716270_CWEC2016.epw | 1.2757 | 1023.5227 | 24.7499 | 0 | 7.6253 | 17.711 | FALSE | FALSE | FALSE | TRUE | 12.385 | 16.0738 | -1 | 0 | 0 | 0 | 102.98 | 44.149 | 1.0279 | 0.023283 | 375.71 | 0.1 | 2023-08-22 14:02:07 -0400 | 8b8e2b3c9 | 0.4.0 | 1.2757 | 31.67 | 24 | 0 | 0 | 0.047943 | 6.2911e-05 | 3.8046e-05 | 1014108.6875 | 1.4407 | 0.0018905 | 0.0011433 | 30474389.5 | 0 | 0 | 0 | 0 | 121 | 0 | 0 | 0 |  | :ext_roof_cond | 0 | 0 | 0 | 0 | 0 | 0 | 0 | 0 | 0 | 0 | 0 | 0 | 0 | 0 | tier_1 | 0 | 0 | 31.67 | 24 | 2.0718 | 0.0027186 | 0.0016441 | 43822978 | 0 | 0 | 0 | 0 | 0.047943 | 6.2911e-05 | 3.8046e-05 | 1014108.6875 | 1.4407 | 0.0018905 | 0.0011433 | 30474389.5 | 0 | 0 | 0 | 0
0 | FullServiceRestaurant | NECB2020 | CAN_QC_Montreal-Trudeau.Intl.AP.716270_CWEC2016.epw | NaturalGas | NECB_Default | NECB_Default | 1 | NECB_Default | NECB_Default | NECB_Default | NECB_Default | NECB_Default | NECB_Default | NECB_Default | NECB_Default | NECB_Default | NECB_Default | NECB_Default | NECB_Default | NECB_Default | NECB_Default | NECB_Default | NECB_Default | 2.2 | NECB_Default | NECB_Default | NECB_Default | NECB_Default | NECB_Default | NECB_Default | NECB_Default | NECB_Default | NECB_Default | NECB_Default | NECB_Default | NECB_Default | NECB_Default | NECB_Default | NECB_Default | NECB_Default | NECB_Default | NECB_Default | NECB_Default | NECB_Default | NECB_Default | NECB_Default | NECB_Default | NECB_Default | NECB_Default | NECB_Default | NECB_Default | NECB_Default | NECB_Default | NECB_Default | sensitivity | 88a0543d-d08f-40e4-8bf1-d9cf675d2172 | 5afcf5d1-c030-4cdc-872e-fe91b20ee7a9 | sensitivity_example | local_docker | TRUE | 88a0543d-d08f-40e4-8bf1-d9cf675d2172 | :adv_dx_units: NECB_Default :airloop_economizer_type: NECB_Default :algorithm_type: sensitivity :analysis_id: 5afcf5d1-c030-4cdc-872e-fe91b20ee7a9 :analysis_name: sensitivity_example :baseline_system_zones_map_option: NECB_Default :boiler_eff: NECB_Default :building_type: FullServiceRestaurant :chiller_type: NECB_Default :compute_environment: local_docker :datapoint_id: 88a0543d-d08f-40e4-8bf1-d9cf675d2172 :daylighting_type: NECB_Default :dcv_type: NECB_Default :door_construction_cond: NECB_Default :ecm_system_name: NECB_Default :electrical_loads_scale: NECB_Default :epw_file: CAN_QC_Montreal-Trudeau.Intl.AP.716270_CWEC2016.epw :erv_package: NECB_Default :ext_floor_cond: NECB_Default :ext_roof_cond: NECB_Default :ext_wall_cond: NECB_Default :fdwr_set: NECB_Default :fixed_wind_solar_trans: NECB_Default :fixed_window_cond: NECB_Default :furnace_eff: NECB_Default :glass_door_cond: NECB_Default :glass_door_solar_trans: NECB_Default :ground_floor_cond: NECB_Default :ground_roof_cond: NECB_Default :ground_wall_cond: NECB_Default :infiltration_scale: NECB_Default :job_id: 88a0543d-d08f-40e4-8bf1-d9cf675d2172 :lights_scale: '1.0' :lights_type: NECB_Default :npv_discount_rate: NECB_Default :npv_end_year: NECB_Default :npv_start_year: NECB_Default :nv_delta_temp_in_out: NECB_Default :nv_opening_fraction: NECB_Default :nv_temp_out_min: NECB_Default :nv_type: NECB_Default :oa_scale: NECB_Default :occupancy_loads_scale: NECB_Default :output_meters: [] :output_variables: - frequency: hourly key: '*' operation: '*' unit: '*' variable: Zone Air Temperature - frequency: hourly key: '*' operation: sum unit: GJ variable: Lights Total Heating Energy :overhead_door_cond: NECB_Default :primary_heating_fuel: NaturalGas :pv_ground_azimuth_angle: NECB_Default :pv_ground_module_description: NECB_Default :pv_ground_tilt_angle: NECB_Default :pv_ground_total_area_pv_panels_m2: NECB_Default :pv_ground_type: NECB_Default :rotation_degrees: NECB_Default :run_annual_simulation: true :scale_x: NECB_Default :scale_y: NECB_Default :scale_z: NECB_Default :scenario: :skylight_cond :shw_eff: NECB_Default :shw_scale: NECB_Default :skylight_cond: '2.2' :skylight_solar_trans: NECB_Default :srr_set: NECB_Default :template: NECB2020 | file:///C:\Users\plopez\btap_batch\output\sensitivity_example\sensitivity\runs\88a0543d-d08f-40e4-8bf1-d9cf675d2172 | docker run --rm -v C:\Users\plopez\btap_batch\output\sensitivity_example\sensitivity\runs:/btap_costing/utilities/btap_cli/output -v C:\Users\plopez\btap_batch\output\sensitivity_example\sensitivity\runs\88a0543d-d08f-40e4-8bf1-d9cf675d2172:/btap_costing/utilities/btap_cli/input phylroy_lopez_btap_cli bundle exec ruby btap_cli.rb | SUCCEEDED | 131.3649 | 2.0718 | 0.0027186 | 0.0016441 | 43822978 | 0 | 0 | 0 | 0 | 280.2993 | 126.9414 | 511.15 | 845.2233 | 37.3 | FullServiceRestaurant |  |  | 0 | FullServiceRestaurant | 1 |  | 1 | NECB2020 | 0.35004 | 2414.6632 | 24.7499 | 243.8499 | 51.9362 | 84.3566 | 0 | 16.2621 | 0 | 616.7259 | 220.3211 | MONTREAL | QUEBEC | 0.1939 | 41.5198 | 0 | 41.7137 | 11.8133 | 11.3633 | 0 | 23.1766 | 0 | 0.051707 | 0 | 0 | 0.43525 | 0.1147 | 0.045525 | 0.63901 | 0.067182 | 0.15395 | 0.84048 | 0.0021911 | 1.2757 | 0.20147 | 42.7574 | 264.4869 | Natural Gas | 37.3 | 0.757 | [5 empty] | 0.138 | 0.24 | 1.73 |  | 0 | 0 | Montreal-Trudeau Intl AP | CAN | 323 | 4090 | 45.471 | -73.741 | 6 | 4400 | QC | CAN_QC_Montreal-Trudeau.Intl.AP.716270_CWEC2016.epw | 1.2757 | 1023.5227 | 24.7499 | 0 | 7.6253 | 17.711 | FALSE | FALSE | FALSE | TRUE | 12.385 | 16.0738 | -1 | 0 | 0 | 0 | 102.98 | 44.149 | 1.0279 | 0.023283 | 375.71 | 0.1 | 2023-08-22 14:04:24 -0400 | 8b8e2b3c9 | 0.4.0 | 1.2757 | 31.67 | 24 | 0 | 0 | 0.047943 | 6.2911e-05 | 3.8046e-05 | 1014108.6875 | 1.4407 | 0.0018905 | 0.0011433 | 30474389.5 | 0 | 0 | 0 | 0 | 121 | 0 | 0 | 0 |  | :skylight_cond | 0 | 0 | 0 | 0 | 0 | 0 | 0 | 0 | 0 | 0 | 0 | 0 | 0 | 0 | tier_1 | 0 | 0 | 31.67 | 24 | 2.0718 | 0.0027186 | 0.0016441 | 43822978 | 0 | 0 | 0 | 0 | 0.047943 | 6.2911e-05 | 3.8046e-05 | 1014108.6875 | 1.4407 | 0.0018905 | 0.0011433 | 30474389.5 | 0 | 0 | 0 | 0
0 | FullServiceRestaurant | NECB2020 | CAN_QC_Montreal-Trudeau.Intl.AP.716270_CWEC2016.epw | NaturalGas | NECB_Default | NECB_Default | 1 | NECB_Default | NECB_Default | NECB_Default | NECB_Default | NECB_Default | NECB_Default | NECB_Default | NECB_Default | NECB_Default | NECB_Default | NECB_Default | NECB_Default | NECB_Default | 2.4 | NECB_Default | NECB_Default | NECB_Default | NECB_Default | NECB_Default | NECB_Default | NECB_Default | NECB_Default | NECB_Default | NECB_Default | NECB_Default | NECB_Default | NECB_Default | NECB_Default | NECB_Default | NECB_Default | NECB_Default | NECB_Default | NECB_Default | NECB_Default | NECB_Default | NECB_Default | NECB_Default | NECB_Default | NECB_Default | NECB_Default | NECB_Default | NECB_Default | NECB_Default | NECB_Default | NECB_Default | NECB_Default | NECB_Default | sensitivity | 89fac027-6211-4d29-88a9-9cae175ff081 | 5afcf5d1-c030-4cdc-872e-fe91b20ee7a9 | sensitivity_example | local_docker | TRUE | 89fac027-6211-4d29-88a9-9cae175ff081 | :adv_dx_units: NECB_Default :airloop_economizer_type: NECB_Default :algorithm_type: sensitivity :analysis_id: 5afcf5d1-c030-4cdc-872e-fe91b20ee7a9 :analysis_name: sensitivity_example :baseline_system_zones_map_option: NECB_Default :boiler_eff: NECB_Default :building_type: FullServiceRestaurant :chiller_type: NECB_Default :compute_environment: local_docker :datapoint_id: 89fac027-6211-4d29-88a9-9cae175ff081 :daylighting_type: NECB_Default :dcv_type: NECB_Default :door_construction_cond: NECB_Default :ecm_system_name: NECB_Default :electrical_loads_scale: NECB_Default :epw_file: CAN_QC_Montreal-Trudeau.Intl.AP.716270_CWEC2016.epw :erv_package: NECB_Default :ext_floor_cond: NECB_Default :ext_roof_cond: NECB_Default :ext_wall_cond: NECB_Default :fdwr_set: NECB_Default :fixed_wind_solar_trans: NECB_Default :fixed_window_cond: '2.4' :furnace_eff: NECB_Default :glass_door_cond: NECB_Default :glass_door_solar_trans: NECB_Default :ground_floor_cond: NECB_Default :ground_roof_cond: NECB_Default :ground_wall_cond: NECB_Default :infiltration_scale: NECB_Default :job_id: 89fac027-6211-4d29-88a9-9cae175ff081 :lights_scale: '1.0' :lights_type: NECB_Default :npv_discount_rate: NECB_Default :npv_end_year: NECB_Default :npv_start_year: NECB_Default :nv_delta_temp_in_out: NECB_Default :nv_opening_fraction: NECB_Default :nv_temp_out_min: NECB_Default :nv_type: NECB_Default :oa_scale: NECB_Default :occupancy_loads_scale: NECB_Default :output_meters: [] :output_variables: - frequency: hourly key: '*' operation: '*' unit: '*' variable: Zone Air Temperature - frequency: hourly key: '*' operation: sum unit: GJ variable: Lights Total Heating Energy :overhead_door_cond: NECB_Default :primary_heating_fuel: NaturalGas :pv_ground_azimuth_angle: NECB_Default :pv_ground_module_description: NECB_Default :pv_ground_tilt_angle: NECB_Default :pv_ground_total_area_pv_panels_m2: NECB_Default :pv_ground_type: NECB_Default :rotation_degrees: NECB_Default :run_annual_simulation: true :scale_x: NECB_Default :scale_y: NECB_Default :scale_z: NECB_Default :scenario: :fixed_window_cond :shw_eff: NECB_Default :shw_scale: NECB_Default :skylight_cond: NECB_Default :skylight_solar_trans: NECB_Default :srr_set: NECB_Default :template: NECB2020 | file:///C:\Users\plopez\btap_batch\output\sensitivity_example\sensitivity\runs\89fac027-6211-4d29-88a9-9cae175ff081 | docker run --rm -v C:\Users\plopez\btap_batch\output\sensitivity_example\sensitivity\runs:/btap_costing/utilities/btap_cli/output -v C:\Users\plopez\btap_batch\output\sensitivity_example\sensitivity\runs\89fac027-6211-4d29-88a9-9cae175ff081:/btap_costing/utilities/btap_cli/input phylroy_lopez_btap_cli bundle exec ruby btap_cli.rb | SUCCEEDED | 144.4791 | 2.0686 | 0.0027144 | 0.0016415 | 43755174 | 0 | 0 | 0 | 0 | 292.418 | 137.4243 | 511.15 | 845.2233 | 37.3 | FullServiceRestaurant |  |  | 0 | FullServiceRestaurant | 1 |  | 1 | NECB2020 | 0.35004 | 2414.6632 | 24.7587 | 240.6941 | 53.5643 | 84.3566 | 0 | 16.2621 | 0 | 615.1144 | 220.2373 | MONTREAL | QUEBEC | 0.19324 | 43.7484 | 0 | 43.9417 | 11.773 | 11.9732 | 0 | 23.7462 | 0 | 0.049966 | 0 | 0 | 0.43377 | 0.11441 | 0.045525 | 0.68414 | 0.067182 | 0.15395 | 0.88559 | 0.0027389 | 1.3194 | 0.20145 | 42.7619 | 276.3246 | Natural Gas | 37.3 | 0.757 | [5 empty] | 0.138 | 0.24 | 2.4 |  | 0 | 0 | Montreal-Trudeau Intl AP | CAN | 323 | 4090 | 45.471 | -73.741 | 6 | 4400 | QC | CAN_QC_Montreal-Trudeau.Intl.AP.716270_CWEC2016.epw | 1.3194 | 1033.3174 | 24.7587 | 0 | 7.6253 | 17.711 | FALSE | FALSE | FALSE | TRUE | 12.385 | 16.0738 | -1 | 0 | 0 | 0 | 102.97 | 44.149 | 1.0279 | 0.023283 | 375.71 | 0.1 | 2023-08-22 14:02:26 -0400 | 8b8e2b3c9 | 0.4.0 | 1.3194 | 28.33 | 22.33 | 0 | 0 | 0.047943 | 6.2911e-05 | 3.8046e-05 | 1014108.6875 | 1.4385 | 0.0018876 | 0.0011415 | 30427239.5 | 0 | 0 | 0 | 0 | 121 | 0 | 0 | 0 |  | :fixed_window_cond | -0.6 | 0 | 0 | 0 | 3.2 | -1.6 | 0 | 0 | 0 | 0 | 0.1 | 1.6 | 0 | -3.4 | non_compliant | -5.3 | -9.8 | 31.67 | 24 | 2.0718 | 0.0027186 | 0.0016441 | 43822978 | 0 | 0 | 0 | 0 | 0.047943 | 6.2911e-05 | 3.8046e-05 | 1014108.6875 | 1.4407 | 0.0018905 | 0.0011433 | 30474389.5 | 0 | 0 | 0 | 0
0 | FullServiceRestaurant | NECB2020 | CAN_QC_Montreal-Trudeau.Intl.AP.716270_CWEC2016.epw | NaturalGas | NECB_Default | NECB_Default | 1 | NECB_Default | NECB_Default | NECB_Default | NECB_Default | NECB_Default | NECB_Default | NECB_Default | NECB_Default | NECB_Default | NECB_Default | NECB_Default | NECB_Default | NECB_Default | NECB_Default | NECB_Default | NECB_Default | NECB_Default | NECB_Default | NECB_Default | NECB_Default | NECB_Default | NECB_Default | NECB_Default | NECB_Default | NECB_Default | NECB_Default | NECB_Default | NECB_Default | NECB_Default | NECB_Default | NECB_Default | NECB_Default | NECB_Default | NECB_Default | NECB_Default | NECB_Default | NECB_Default | NECB_Default | NECB_Default | NECB_Default | NECB_Default | NECB_Default | NECB_Default | NECB_Default | NECB_Default | NECB_Default | NECB_Default | sensitivity | 8f5e71eb-8959-42d3-b078-f4271a6fd1f8 | 5afcf5d1-c030-4cdc-872e-fe91b20ee7a9 | sensitivity_example | local_docker | TRUE | 8f5e71eb-8959-42d3-b078-f4271a6fd1f8 | :adv_dx_units: NECB_Default :airloop_economizer_type: NECB_Default :algorithm_type: sensitivity :analysis_id: 5afcf5d1-c030-4cdc-872e-fe91b20ee7a9 :analysis_name: sensitivity_example :baseline_system_zones_map_option: NECB_Default :boiler_eff: NECB_Default :building_type: FullServiceRestaurant :chiller_type: NECB_Default :compute_environment: local_docker :datapoint_id: 8f5e71eb-8959-42d3-b078-f4271a6fd1f8 :daylighting_type: NECB_Default :dcv_type: NECB_Default :door_construction_cond: NECB_Default :ecm_system_name: NECB_Default :electrical_loads_scale: NECB_Default :epw_file: CAN_QC_Montreal-Trudeau.Intl.AP.716270_CWEC2016.epw :erv_package: NECB_Default :ext_floor_cond: NECB_Default :ext_roof_cond: NECB_Default :ext_wall_cond: NECB_Default :fdwr_set: NECB_Default :fixed_wind_solar_trans: NECB_Default :fixed_window_cond: NECB_Default :furnace_eff: NECB_Default :glass_door_cond: NECB_Default :glass_door_solar_trans: NECB_Default :ground_floor_cond: NECB_Default :ground_roof_cond: NECB_Default :ground_wall_cond: NECB_Default :infiltration_scale: NECB_Default :job_id: 8f5e71eb-8959-42d3-b078-f4271a6fd1f8 :lights_scale: '1.0' :lights_type: NECB_Default :npv_discount_rate: NECB_Default :npv_end_year: NECB_Default :npv_start_year: NECB_Default :nv_delta_temp_in_out: NECB_Default :nv_opening_fraction: NECB_Default :nv_temp_out_min: NECB_Default :nv_type: NECB_Default :oa_scale: NECB_Default :occupancy_loads_scale: NECB_Default :output_meters: [] :output_variables: - frequency: hourly key: '*' operation: '*' unit: '*' variable: Zone Air Temperature - frequency: hourly key: '*' operation: sum unit: GJ variable: Lights Total Heating Energy :overhead_door_cond: NECB_Default :primary_heating_fuel: NaturalGas :pv_ground_azimuth_angle: NECB_Default :pv_ground_module_description: NECB_Default :pv_ground_tilt_angle: NECB_Default :pv_ground_total_area_pv_panels_m2: NECB_Default :pv_ground_type: NECB_Default :rotation_degrees: NECB_Default :run_annual_simulation: true :scale_x: NECB_Default :scale_y: NECB_Default :scale_z: NECB_Default :scenario: :adv_dx_units :shw_eff: NECB_Default :shw_scale: NECB_Default :skylight_cond: NECB_Default :skylight_solar_trans: NECB_Default :srr_set: NECB_Default :template: NECB2020 | file:///C:\Users\plopez\btap_batch\output\sensitivity_example\sensitivity\runs\8f5e71eb-8959-42d3-b078-f4271a6fd1f8 | docker run --rm -v C:\Users\plopez\btap_batch\output\sensitivity_example\sensitivity\runs:/btap_costing/utilities/btap_cli/output -v C:\Users\plopez\btap_batch\output\sensitivity_example\sensitivity\runs\8f5e71eb-8959-42d3-b078-f4271a6fd1f8:/btap_costing/utilities/btap_cli/input phylroy_lopez_btap_cli bundle exec ruby btap_cli.rb | SUCCEEDED | 129.3079 | 2.0718 | 0.0027186 | 0.0016441 | 43822978 | 0 | 0 | 0 | 0 | 280.2993 | 126.9414 | 511.15 | 845.2233 | 37.3 | FullServiceRestaurant |  |  | 0 | FullServiceRestaurant | 1 |  | 1 | NECB2020 | 0.35004 | 2414.6632 | 24.7499 | 243.8499 | 51.9362 | 84.3566 | 0 | 16.2621 | 0 | 616.7259 | 220.3211 | MONTREAL | QUEBEC | 0.1939 | 41.5198 | 0 | 41.7137 | 11.8133 | 11.3633 | 0 | 23.1766 | 0 | 0.051707 | 0 | 0 | 0.43525 | 0.1147 | 0.045525 | 0.63901 | 0.067182 | 0.15395 | 0.84048 | 0.0021911 | 1.2757 | 0.20147 | 42.7574 | 264.4869 | Natural Gas | 37.3 | 0.757 | [5 empty] | 0.138 | 0.24 | 1.73 |  | 0 | 0 | Montreal-Trudeau Intl AP | CAN | 323 | 4090 | 45.471 | -73.741 | 6 | 4400 | QC | CAN_QC_Montreal-Trudeau.Intl.AP.716270_CWEC2016.epw | 1.2757 | 1023.5227 | 24.7499 | 0 | 7.6253 | 17.711 | FALSE | FALSE | FALSE | TRUE | 12.385 | 16.0738 | -1 | 0 | 0 | 0 | 102.98 | 44.149 | 1.0279 | 0.023283 | 375.71 | 0.1 | 2023-08-22 14:04:39 -0400 | 8b8e2b3c9 | 0.4.0 | 1.2757 | 31.67 | 24 | 0 | 0 | 0.047943 | 6.2911e-05 | 3.8046e-05 | 1014108.6875 | 1.4407 | 0.0018905 | 0.0011433 | 30474389.5 | 0 | 0 | 0 | 0 | 121 | 0 | 0 | 0 |  | :adv_dx_units | 0 | 0 | 0 | 0 | 0 | 0 | 0 | 0 | 0 | 0 | 0 | 0 | 0 | 0 | tier_1 | 0 | 0 | 31.67 | 24 | 2.0718 | 0.0027186 | 0.0016441 | 43822978 | 0 | 0 | 0 | 0 | 0.047943 | 6.2911e-05 | 3.8046e-05 | 1014108.6875 | 1.4407 | 0.0018905 | 0.0011433 | 30474389.5 | 0 | 0 | 0 | 0
0 | FullServiceRestaurant | NECB2020 | CAN_QC_Montreal-Trudeau.Intl.AP.716270_CWEC2016.epw | NaturalGas | NECB_Default | NECB_Default | 1 | NECB_Default | NECB_Default | NECB_Default | NECB_Default | NECB_Default | NECB_Default | NECB_Default | NECB_Default | NECB_Default | NECB_Default | NECB_Default | NECB_Default | NECB_Default | NECB_Default | NECB_Default | NECB_Default | NECB_Default | NECB_Default | NECB_Default | NECB_Default | NECB_Default | NECB_Default | NECB_Default | NECB_Default | NECB_Default | NECB_Default | NECB_Default | NECB_Default | NECB_Default | NECB_Default | NECB_Default | NECB_Default | NECB_Default | NECB_Default | NECB_Default | NECB_Default | NECB_Default | NECB_Default | NECB_Default | NECB_Default | NECB_Default | NECB_Default | NECB_Default | NECB_Default | NECB_Default | NECB_Default | NECB_Default | sensitivity | 9248c6a3-48c5-466c-bca3-871c47973977 | 5afcf5d1-c030-4cdc-872e-fe91b20ee7a9 | sensitivity_example | local_docker | TRUE | 9248c6a3-48c5-466c-bca3-871c47973977 | :adv_dx_units: NECB_Default :airloop_economizer_type: NECB_Default :algorithm_type: sensitivity :analysis_id: 5afcf5d1-c030-4cdc-872e-fe91b20ee7a9 :analysis_name: sensitivity_example :baseline_system_zones_map_option: NECB_Default :boiler_eff: NECB_Default :building_type: FullServiceRestaurant :chiller_type: NECB_Default :compute_environment: local_docker :datapoint_id: 9248c6a3-48c5-466c-bca3-871c47973977 :daylighting_type: NECB_Default :dcv_type: NECB_Default :door_construction_cond: NECB_Default :ecm_system_name: NECB_Default :electrical_loads_scale: NECB_Default :epw_file: CAN_QC_Montreal-Trudeau.Intl.AP.716270_CWEC2016.epw :erv_package: NECB_Default :ext_floor_cond: NECB_Default :ext_roof_cond: NECB_Default :ext_wall_cond: NECB_Default :fdwr_set: NECB_Default :fixed_wind_solar_trans: NECB_Default :fixed_window_cond: NECB_Default :furnace_eff: NECB_Default :glass_door_cond: NECB_Default :glass_door_solar_trans: NECB_Default :ground_floor_cond: NECB_Default :ground_roof_cond: NECB_Default :ground_wall_cond: NECB_Default :infiltration_scale: NECB_Default :job_id: 9248c6a3-48c5-466c-bca3-871c47973977 :lights_scale: '1.0' :lights_type: NECB_Default :npv_discount_rate: NECB_Default :npv_end_year: NECB_Default :npv_start_year: NECB_Default :nv_delta_temp_in_out: NECB_Default :nv_opening_fraction: NECB_Default :nv_temp_out_min: NECB_Default :nv_type: NECB_Default :oa_scale: NECB_Default :occupancy_loads_scale: NECB_Default :output_meters: [] :output_variables: - frequency: hourly key: '*' operation: '*' unit: '*' variable: Zone Air Temperature - frequency: hourly key: '*' operation: sum unit: GJ variable: Lights Total Heating Energy :overhead_door_cond: NECB_Default :primary_heating_fuel: NaturalGas :pv_ground_azimuth_angle: NECB_Default :pv_ground_module_description: NECB_Default :pv_ground_tilt_angle: NECB_Default :pv_ground_total_area_pv_panels_m2: NECB_Default :pv_ground_type: NECB_Default :rotation_degrees: NECB_Default :run_annual_simulation: true :scale_x: NECB_Default :scale_y: NECB_Default :scale_z: NECB_Default :scenario: :fixed_wind_solar_trans :shw_eff: NECB_Default :shw_scale: NECB_Default :skylight_cond: NECB_Default :skylight_solar_trans: NECB_Default :srr_set: NECB_Default :template: NECB2020 | file:///C:\Users\plopez\btap_batch\output\sensitivity_example\sensitivity\runs\9248c6a3-48c5-466c-bca3-871c47973977 | docker run --rm -v C:\Users\plopez\btap_batch\output\sensitivity_example\sensitivity\runs:/btap_costing/utilities/btap_cli/output -v C:\Users\plopez\btap_batch\output\sensitivity_example\sensitivity\runs\9248c6a3-48c5-466c-bca3-871c47973977:/btap_costing/utilities/btap_cli/input phylroy_lopez_btap_cli bundle exec ruby btap_cli.rb | SUCCEEDED | 136.2341 | 2.0718 | 0.0027186 | 0.0016441 | 43822978 | 0 | 0 | 0 | 0 | 280.2993 | 126.9414 | 511.15 | 845.2233 | 37.3 | FullServiceRestaurant |  |  | 0 | FullServiceRestaurant | 1 |  | 1 | NECB2020 | 0.35004 | 2414.6632 | 24.7499 | 243.8499 | 51.9362 | 84.3566 | 0 | 16.2621 | 0 | 616.7259 | 220.3211 | MONTREAL | QUEBEC | 0.1939 | 41.5198 | 0 | 41.7137 | 11.8133 | 11.3633 | 0 | 23.1766 | 0 | 0.051707 | 0 | 0 | 0.43525 | 0.1147 | 0.045525 | 0.63901 | 0.067182 | 0.15395 | 0.84048 | 0.0021911 | 1.2757 | 0.20147 | 42.7574 | 264.4869 | Natural Gas | 37.3 | 0.757 | [5 empty] | 0.138 | 0.24 | 1.73 |  | 0 | 0 | Montreal-Trudeau Intl AP | CAN | 323 | 4090 | 45.471 | -73.741 | 6 | 4400 | QC | CAN_QC_Montreal-Trudeau.Intl.AP.716270_CWEC2016.epw | 1.2757 | 1023.5227 | 24.7499 | 0 | 7.6253 | 17.711 | FALSE | FALSE | FALSE | TRUE | 12.385 | 16.0738 | -1 | 0 | 0 | 0 | 102.98 | 44.149 | 1.0279 | 0.023283 | 375.71 | 0.1 | 2023-08-22 14:04:25 -0400 | 8b8e2b3c9 | 0.4.0 | 1.2757 | 31.67 | 24 | 0 | 0 | 0.047943 | 6.2911e-05 | 3.8046e-05 | 1014108.6875 | 1.4407 | 0.0018905 | 0.0011433 | 30474389.5 | 0 | 0 | 0 | 0 | 121 | 0 | 0 | 0 |  | :fixed_wind_solar_trans | 0 | 0 | 0 | 0 | 0 | 0 | 0 | 0 | 0 | 0 | 0 | 0 | 0 | 0 | tier_1 | 0 | 0 | 31.67 | 24 | 2.0718 | 0.0027186 | 0.0016441 | 43822978 | 0 | 0 | 0 | 0 | 0.047943 | 6.2911e-05 | 3.8046e-05 | 1014108.6875 | 1.4407 | 0.0018905 | 0.0011433 | 30474389.5 | 0 | 0 | 0 | 0
0 | FullServiceRestaurant | NECB2020 | CAN_QC_Montreal-Trudeau.Intl.AP.716270_CWEC2016.epw | NaturalGas | Occupancy_based_DCV | NECB_Default | 1 | NECB_Default | NECB_Default | NECB_Default | NECB_Default | NECB_Default | NECB_Default | NECB_Default | NECB_Default | NECB_Default | NECB_Default | NECB_Default | NECB_Default | NECB_Default | NECB_Default | NECB_Default | NECB_Default | NECB_Default | NECB_Default | NECB_Default | NECB_Default | NECB_Default | NECB_Default | NECB_Default | NECB_Default | NECB_Default | NECB_Default | NECB_Default | NECB_Default | NECB_Default | NECB_Default | NECB_Default | NECB_Default | NECB_Default | NECB_Default | NECB_Default | NECB_Default | NECB_Default | NECB_Default | NECB_Default | NECB_Default | NECB_Default | NECB_Default | NECB_Default | NECB_Default | NECB_Default | NECB_Default | NECB_Default | sensitivity | 9bb8be60-5db2-4ca6-a816-9d1a47b3b43f | 5afcf5d1-c030-4cdc-872e-fe91b20ee7a9 | sensitivity_example | local_docker | TRUE | 9bb8be60-5db2-4ca6-a816-9d1a47b3b43f | :adv_dx_units: NECB_Default :airloop_economizer_type: NECB_Default :algorithm_type: sensitivity :analysis_id: 5afcf5d1-c030-4cdc-872e-fe91b20ee7a9 :analysis_name: sensitivity_example :baseline_system_zones_map_option: NECB_Default :boiler_eff: NECB_Default :building_type: FullServiceRestaurant :chiller_type: NECB_Default :compute_environment: local_docker :datapoint_id: 9bb8be60-5db2-4ca6-a816-9d1a47b3b43f :daylighting_type: NECB_Default :dcv_type: Occupancy_based_DCV :door_construction_cond: NECB_Default :ecm_system_name: NECB_Default :electrical_loads_scale: NECB_Default :epw_file: CAN_QC_Montreal-Trudeau.Intl.AP.716270_CWEC2016.epw :erv_package: NECB_Default :ext_floor_cond: NECB_Default :ext_roof_cond: NECB_Default :ext_wall_cond: NECB_Default :fdwr_set: NECB_Default :fixed_wind_solar_trans: NECB_Default :fixed_window_cond: NECB_Default :furnace_eff: NECB_Default :glass_door_cond: NECB_Default :glass_door_solar_trans: NECB_Default :ground_floor_cond: NECB_Default :ground_roof_cond: NECB_Default :ground_wall_cond: NECB_Default :infiltration_scale: NECB_Default :job_id: 9bb8be60-5db2-4ca6-a816-9d1a47b3b43f :lights_scale: '1.0' :lights_type: NECB_Default :npv_discount_rate: NECB_Default :npv_end_year: NECB_Default :npv_start_year: NECB_Default :nv_delta_temp_in_out: NECB_Default :nv_opening_fraction: NECB_Default :nv_temp_out_min: NECB_Default :nv_type: NECB_Default :oa_scale: NECB_Default :occupancy_loads_scale: NECB_Default :output_meters: [] :output_variables: - frequency: hourly key: '*' operation: '*' unit: '*' variable: Zone Air Temperature - frequency: hourly key: '*' operation: sum unit: GJ variable: Lights Total Heating Energy :overhead_door_cond: NECB_Default :primary_heating_fuel: NaturalGas :pv_ground_azimuth_angle: NECB_Default :pv_ground_module_description: NECB_Default :pv_ground_tilt_angle: NECB_Default :pv_ground_total_area_pv_panels_m2: NECB_Default :pv_ground_type: NECB_Default :rotation_degrees: NECB_Default :run_annual_simulation: true :scale_x: NECB_Default :scale_y: NECB_Default :scale_z: NECB_Default :scenario: :dcv_type :shw_eff: NECB_Default :shw_scale: NECB_Default :skylight_cond: NECB_Default :skylight_solar_trans: NECB_Default :srr_set: NECB_Default :template: NECB2020 | file:///C:\Users\plopez\btap_batch\output\sensitivity_example\sensitivity\runs\9bb8be60-5db2-4ca6-a816-9d1a47b3b43f | docker run --rm -v C:\Users\plopez\btap_batch\output\sensitivity_example\sensitivity\runs:/btap_costing/utilities/btap_cli/output -v C:\Users\plopez\btap_batch\output\sensitivity_example\sensitivity\runs\9bb8be60-5db2-4ca6-a816-9d1a47b3b43f:/btap_costing/utilities/btap_cli/input phylroy_lopez_btap_cli bundle exec ruby btap_cli.rb | SUCCEEDED | 147.3241 | 1.5007 | 0.0019692 | 0.0011909 | 31743170.5 | 0 | 0 | 0 | 0 | 226.8795 | 88.0911 | 511.15 | 845.2233 | 37.3 | FullServiceRestaurant |  |  | 0 | FullServiceRestaurant | 1 |  | 1 | NECB2020 | 0.35004 | 2414.6632 | 24.4878 | 243.8499 | 51.9362 | 84.3566 | 0 | 16.2621 | 0 | 622.129 | 225.7243 | MONTREAL | QUEBEC | 0.1885 | 32.1046 | 0 | 32.2931 | 11.4841 | 8.7865 | 0 | 20.2706 | 0 | 0.050044 | 0 | 0 | 0.42312 | 0.11466 | 0.035117 | 0.4484 | 0.067182 | 0.15395 | 0.64989 | 0.0021716 | 1.073 | 0.20149 | 42.4954 | 233.8798 | Natural Gas | 37.3 | 0.757 | [5 empty] | 0.138 | 0.24 | 1.73 |  | 0 | 0 | Montreal-Trudeau Intl AP | CAN | 323 | 4090 | 45.471 | -73.741 | 6 | 4400 | QC | CAN_QC_Montreal-Trudeau.Intl.AP.716270_CWEC2016.epw | 1.073 | 973.0145 | 24.4878 | 0 | 7.6253 | 17.711 | FALSE | FALSE | FALSE | TRUE | 12.385 | 16.0738 | -1 | 0 | 0 | 0 | 102.99 | 44.149 | 1.0279 | 0.023283 | 375.71 | 0.1 | 2023-08-22 13:59:43 -0400 | 8b8e2b3c9 | 0.4.0 | 1.073 | 30.67 | 23.17 | 0 | 0 | 0.047943 | 6.2911e-05 | 3.8046e-05 | 1014108.6875 | 1.0436 | 0.0013694 | 0.00082814 | 22074123.5 | 0 | 0 | 0 | 0 | 121 | 0 | 0 | 0 |  | :dcv_type | 2.9 | 0 | 0.2 | 0 | 0 | 0 | 0 | 0 | 0 | 0 | -5.4 | -5.4 | 0.6 | 15.9 | tier_1 | 22.6 | 50.5 | 31.67 | 24 | 2.0718 | 0.0027186 | 0.0016441 | 43822978 | 0 | 0 | 0 | 0 | 0.047943 | 6.2911e-05 | 3.8046e-05 | 1014108.6875 | 1.4407 | 0.0018905 | 0.0011433 | 30474389.5 | 0 | 0 | 0 | 0
0 | FullServiceRestaurant | NECB2020 | CAN_QC_Montreal-Trudeau.Intl.AP.716270_CWEC2016.epw | NaturalGas | No_DCV | NECB_Default | 1 | NECB_Default | NECB_Default | NECB_Default | NECB_Default | NECB_Default | NECB_Default | NECB_Default | NECB_Default | NECB_Default | NECB_Default | NECB_Default | NECB_Default | NECB_Default | NECB_Default | NECB_Default | NECB_Default | NECB_Default | NECB_Default | NECB_Default | NECB_Default | NECB_Default | NECB_Default | NECB_Default | NECB_Default | NECB_Default | NECB_Default | NECB_Default | NECB_Default | NECB_Default | NECB_Default | NECB_Default | NECB_Default | NECB_Default | NECB_Default | NECB_Default | NECB_Default | NECB_Default | NECB_Default | NECB_Default | NECB_Default | NECB_Default | NECB_Default | NECB_Default | NECB_Default | NECB_Default | NECB_Default | NECB_Default | sensitivity | 9bd9fd88-c827-44a5-8ac4-8bbc35fa3114 | 5afcf5d1-c030-4cdc-872e-fe91b20ee7a9 | sensitivity_example | local_docker | TRUE | 9bd9fd88-c827-44a5-8ac4-8bbc35fa3114 | :adv_dx_units: NECB_Default :airloop_economizer_type: NECB_Default :algorithm_type: sensitivity :analysis_id: 5afcf5d1-c030-4cdc-872e-fe91b20ee7a9 :analysis_name: sensitivity_example :baseline_system_zones_map_option: NECB_Default :boiler_eff: NECB_Default :building_type: FullServiceRestaurant :chiller_type: NECB_Default :compute_environment: local_docker :datapoint_id: 9bd9fd88-c827-44a5-8ac4-8bbc35fa3114 :daylighting_type: NECB_Default :dcv_type: No_DCV :door_construction_cond: NECB_Default :ecm_system_name: NECB_Default :electrical_loads_scale: NECB_Default :epw_file: CAN_QC_Montreal-Trudeau.Intl.AP.716270_CWEC2016.epw :erv_package: NECB_Default :ext_floor_cond: NECB_Default :ext_roof_cond: NECB_Default :ext_wall_cond: NECB_Default :fdwr_set: NECB_Default :fixed_wind_solar_trans: NECB_Default :fixed_window_cond: NECB_Default :furnace_eff: NECB_Default :glass_door_cond: NECB_Default :glass_door_solar_trans: NECB_Default :ground_floor_cond: NECB_Default :ground_roof_cond: NECB_Default :ground_wall_cond: NECB_Default :infiltration_scale: NECB_Default :job_id: 9bd9fd88-c827-44a5-8ac4-8bbc35fa3114 :lights_scale: '1.0' :lights_type: NECB_Default :npv_discount_rate: NECB_Default :npv_end_year: NECB_Default :npv_start_year: NECB_Default :nv_delta_temp_in_out: NECB_Default :nv_opening_fraction: NECB_Default :nv_temp_out_min: NECB_Default :nv_type: NECB_Default :oa_scale: NECB_Default :occupancy_loads_scale: NECB_Default :output_meters: [] :output_variables: - frequency: hourly key: '*' operation: '*' unit: '*' variable: Zone Air Temperature - frequency: hourly key: '*' operation: sum unit: GJ variable: Lights Total Heating Energy :overhead_door_cond: NECB_Default :primary_heating_fuel: NaturalGas :pv_ground_azimuth_angle: NECB_Default :pv_ground_module_description: NECB_Default :pv_ground_tilt_angle: NECB_Default :pv_ground_total_area_pv_panels_m2: NECB_Default :pv_ground_type: NECB_Default :rotation_degrees: NECB_Default :run_annual_simulation: true :scale_x: NECB_Default :scale_y: NECB_Default :scale_z: NECB_Default :scenario: :dcv_type :shw_eff: NECB_Default :shw_scale: NECB_Default :skylight_cond: NECB_Default :skylight_solar_trans: NECB_Default :srr_set: NECB_Default :template: NECB2020 | file:///C:\Users\plopez\btap_batch\output\sensitivity_example\sensitivity\runs\9bd9fd88-c827-44a5-8ac4-8bbc35fa3114 | docker run --rm -v C:\Users\plopez\btap_batch\output\sensitivity_example\sensitivity\runs:/btap_costing/utilities/btap_cli/output -v C:\Users\plopez\btap_batch\output\sensitivity_example\sensitivity\runs\9bd9fd88-c827-44a5-8ac4-8bbc35fa3114:/btap_costing/utilities/btap_cli/input phylroy_lopez_btap_cli bundle exec ruby btap_cli.rb | SUCCEEDED | 145.5676 | 2.0718 | 0.0027186 | 0.0016441 | 43822978 | 0 | 0 | 0 | 0 | 280.2993 | 126.9414 | 511.15 | 845.2233 | 37.3 | FullServiceRestaurant |  |  | 0 | FullServiceRestaurant | 1 |  | 1 | NECB2020 | 0.35004 | 2414.6632 | 24.7499 | 243.8499 | 51.9362 | 84.3566 | 0 | 16.2621 | 0 | 616.7259 | 220.3211 | MONTREAL | QUEBEC | 0.1939 | 41.5198 | 0 | 41.7137 | 11.8133 | 11.3633 | 0 | 23.1766 | 0 | 0.051707 | 0 | 0 | 0.43525 | 0.1147 | 0.045525 | 0.63901 | 0.067182 | 0.15395 | 0.84048 | 0.0021911 | 1.2757 | 0.20147 | 42.7574 | 264.4869 | Natural Gas | 37.3 | 0.757 | [5 empty] | 0.138 | 0.24 | 1.73 |  | 0 | 0 | Montreal-Trudeau Intl AP | CAN | 323 | 4090 | 45.471 | -73.741 | 6 | 4400 | QC | CAN_QC_Montreal-Trudeau.Intl.AP.716270_CWEC2016.epw | 1.2757 | 1023.5227 | 24.7499 | 0 | 7.6253 | 17.711 | FALSE | FALSE | FALSE | TRUE | 12.385 | 16.0738 | -1 | 0 | 0 | 0 | 102.98 | 44.149 | 1.0279 | 0.023283 | 375.71 | 0.1 | 2023-08-22 13:59:42 -0400 | 8b8e2b3c9 | 0.4.0 | 1.2757 | 31.67 | 24 | 0 | 0 | 0.047943 | 6.2911e-05 | 3.8046e-05 | 1014108.6875 | 1.4407 | 0.0018905 | 0.0011433 | 30474389.5 | 0 | 0 | 0 | 0 | 121 | 0 | 0 | 0 |  | :dcv_type | 0 | 0 | 0 | 0 | 0 | 0 | 0 | 0 | 0 | 0 | 0 | 0 | 0 | 0 | tier_1 | 0 | 0 | 31.67 | 24 | 2.0718 | 0.0027186 | 0.0016441 | 43822978 | 0 | 0 | 0 | 0 | 0.047943 | 6.2911e-05 | 3.8046e-05 | 1014108.6875 | 1.4407 | 0.0018905 | 0.0011433 | 30474389.5 | 0 | 0 | 0 | 0
0 | FullServiceRestaurant | NECB2020 | CAN_QC_Montreal-Trudeau.Intl.AP.716270_CWEC2016.epw | NaturalGas | NECB_Default | NECB_Default | 1 | NECB_Default | NECB_Default | NECB_Default | NECB_Default | NECB 85% Efficient Condensing Gas Furnace | NECB_Default | NECB_Default | NECB_Default | NECB_Default | NECB_Default | NECB_Default | NECB_Default | NECB_Default | NECB_Default | NECB_Default | NECB_Default | NECB_Default | NECB_Default | NECB_Default | NECB_Default | NECB_Default | NECB_Default | NECB_Default | NECB_Default | NECB_Default | NECB_Default | NECB_Default | NECB_Default | NECB_Default | NECB_Default | NECB_Default | NECB_Default | NECB_Default | NECB_Default | NECB_Default | NECB_Default | NECB_Default | NECB_Default | NECB_Default | NECB_Default | NECB_Default | NECB_Default | NECB_Default | NECB_Default | NECB_Default | NECB_Default | NECB_Default | sensitivity | 9e0cd19c-7785-43e6-9ab6-545aa8bd94f1 | 5afcf5d1-c030-4cdc-872e-fe91b20ee7a9 | sensitivity_example | local_docker | TRUE | 9e0cd19c-7785-43e6-9ab6-545aa8bd94f1 | :adv_dx_units: NECB_Default :airloop_economizer_type: NECB_Default :algorithm_type: sensitivity :analysis_id: 5afcf5d1-c030-4cdc-872e-fe91b20ee7a9 :analysis_name: sensitivity_example :baseline_system_zones_map_option: NECB_Default :boiler_eff: NECB_Default :building_type: FullServiceRestaurant :chiller_type: NECB_Default :compute_environment: local_docker :datapoint_id: 9e0cd19c-7785-43e6-9ab6-545aa8bd94f1 :daylighting_type: NECB_Default :dcv_type: NECB_Default :door_construction_cond: NECB_Default :ecm_system_name: NECB_Default :electrical_loads_scale: NECB_Default :epw_file: CAN_QC_Montreal-Trudeau.Intl.AP.716270_CWEC2016.epw :erv_package: NECB_Default :ext_floor_cond: NECB_Default :ext_roof_cond: NECB_Default :ext_wall_cond: NECB_Default :fdwr_set: NECB_Default :fixed_wind_solar_trans: NECB_Default :fixed_window_cond: NECB_Default :furnace_eff: NECB 85% Efficient Condensing Gas Furnace :glass_door_cond: NECB_Default :glass_door_solar_trans: NECB_Default :ground_floor_cond: NECB_Default :ground_roof_cond: NECB_Default :ground_wall_cond: NECB_Default :infiltration_scale: NECB_Default :job_id: 9e0cd19c-7785-43e6-9ab6-545aa8bd94f1 :lights_scale: '1.0' :lights_type: NECB_Default :npv_discount_rate: NECB_Default :npv_end_year: NECB_Default :npv_start_year: NECB_Default :nv_delta_temp_in_out: NECB_Default :nv_opening_fraction: NECB_Default :nv_temp_out_min: NECB_Default :nv_type: NECB_Default :oa_scale: NECB_Default :occupancy_loads_scale: NECB_Default :output_meters: [] :output_variables: - frequency: hourly key: '*' operation: '*' unit: '*' variable: Zone Air Temperature - frequency: hourly key: '*' operation: sum unit: GJ variable: Lights Total Heating Energy :overhead_door_cond: NECB_Default :primary_heating_fuel: NaturalGas :pv_ground_azimuth_angle: NECB_Default :pv_ground_module_description: NECB_Default :pv_ground_tilt_angle: NECB_Default :pv_ground_total_area_pv_panels_m2: NECB_Default :pv_ground_type: NECB_Default :rotation_degrees: NECB_Default :run_annual_simulation: true :scale_x: NECB_Default :scale_y: NECB_Default :scale_z: NECB_Default :scenario: :furnace_eff :shw_eff: NECB_Default :shw_scale: NECB_Default :skylight_cond: NECB_Default :skylight_solar_trans: NECB_Default :srr_set: NECB_Default :template: NECB2020 | file:///C:\Users\plopez\btap_batch\output\sensitivity_example\sensitivity\runs\9e0cd19c-7785-43e6-9ab6-545aa8bd94f1 | docker run --rm -v C:\Users\plopez\btap_batch\output\sensitivity_example\sensitivity\runs:/btap_costing/utilities/btap_cli/output -v C:\Users\plopez\btap_batch\output\sensitivity_example\sensitivity\runs\9e0cd19c-7785-43e6-9ab6-545aa8bd94f1:/btap_costing/utilities/btap_cli/input phylroy_lopez_btap_cli bundle exec ruby btap_cli.rb | SUCCEEDED | 150.3813 | 2.0718 | 0.0027186 | 0.0016441 | 43822978 | 0 | 0 | 0 | 0 | 244.8129 | 126.9414 | 511.15 | 845.2233 | 37.3 | FullServiceRestaurant |  |  | 0 | FullServiceRestaurant | 1 |  | 1 | NECB2020 | 0.35004 | 2414.6632 | 24.7499 | 243.8499 | 51.9362 | 84.3566 | 0 | 16.2621 | 0 | 616.7259 | 220.3211 | MONTREAL | QUEBEC | 0.1939 | 35.2088 | 0 | 35.4027 | 11.8133 | 9.6361 | 0 | 21.4494 | 0 | 0.051707 | 0 | 0 | 0.43525 | 0.1147 | 0.045525 | 0.51126 | 0.067182 | 0.15395 | 0.71273 | 0.0021911 | 1.148 | 0.20147 | 42.7574 | 246.3094 | Natural Gas | 37.3 | 0.757 | [5 empty] | 0.138 | 0.24 | 1.73 |  | 0 | 0 | Montreal-Trudeau Intl AP | CAN | 323 | 4090 | 45.471 | -73.741 | 6 | 4400 | QC | CAN_QC_Montreal-Trudeau.Intl.AP.716270_CWEC2016.epw | 1.148 | 989.4583 | 24.7499 | 0 | 7.6253 | 17.711 | FALSE | FALSE | FALSE | TRUE | 12.385 | 16.0738 | -1 | 0 | 0 | 0 | 102.98 | 44.149 | 1.0279 | 0.023283 | 375.71 | 0.1 | 2023-08-22 13:59:46 -0400 | 8b8e2b3c9 | 0.4.0 | 1.148 | 31.67 | 24 | 0 | 0 | 0.047943 | 6.2911e-05 | 3.8046e-05 | 1014108.6875 | 1.4407 | 0.0018905 | 0.0011433 | 30474389.5 | 0 | 0 | 0 | 0 | 121 | 0 | 0 | 0 |  | :furnace_eff | 1.7 | 0 | 0.1 | 0 | 0 | 0 | 0 | 0 | 0 | 0 | 0 | 0 | 0 | 10 | tier_1 | 15.1 | 34.1 | 31.67 | 24 | 2.0718 | 0.0027186 | 0.0016441 | 43822978 | 0 | 0 | 0 | 0 | 0.047943 | 6.2911e-05 | 3.8046e-05 | 1014108.6875 | 1.4407 | 0.0018905 | 0.0011433 | 30474389.5 | 0 | 0 | 0 | 0
0 | FullServiceRestaurant | NECB2020 | CAN_QC_Montreal-Trudeau.Intl.AP.716270_CWEC2016.epw | NaturalGas | NECB_Default | LED | 1 | NECB_Default | NECB_Default | NECB_Default | NECB_Default | NECB_Default | NECB_Default | NECB_Default | NECB_Default | NECB_Default | NECB_Default | NECB_Default | NECB_Default | NECB_Default | NECB_Default | NECB_Default | NECB_Default | NECB_Default | NECB_Default | NECB_Default | NECB_Default | NECB_Default | NECB_Default | NECB_Default | NECB_Default | NECB_Default | NECB_Default | NECB_Default | NECB_Default | NECB_Default | NECB_Default | NECB_Default | NECB_Default | NECB_Default | NECB_Default | NECB_Default | NECB_Default | NECB_Default | NECB_Default | NECB_Default | NECB_Default | NECB_Default | NECB_Default | NECB_Default | NECB_Default | NECB_Default | NECB_Default | NECB_Default | sensitivity | a1da6ac6-75c3-410e-8e18-95529da482d9 | 5afcf5d1-c030-4cdc-872e-fe91b20ee7a9 | sensitivity_example | local_docker | TRUE | a1da6ac6-75c3-410e-8e18-95529da482d9 | :adv_dx_units: NECB_Default :airloop_economizer_type: NECB_Default :algorithm_type: sensitivity :analysis_id: 5afcf5d1-c030-4cdc-872e-fe91b20ee7a9 :analysis_name: sensitivity_example :baseline_system_zones_map_option: NECB_Default :boiler_eff: NECB_Default :building_type: FullServiceRestaurant :chiller_type: NECB_Default :compute_environment: local_docker :datapoint_id: a1da6ac6-75c3-410e-8e18-95529da482d9 :daylighting_type: NECB_Default :dcv_type: NECB_Default :door_construction_cond: NECB_Default :ecm_system_name: NECB_Default :electrical_loads_scale: NECB_Default :epw_file: CAN_QC_Montreal-Trudeau.Intl.AP.716270_CWEC2016.epw :erv_package: NECB_Default :ext_floor_cond: NECB_Default :ext_roof_cond: NECB_Default :ext_wall_cond: NECB_Default :fdwr_set: NECB_Default :fixed_wind_solar_trans: NECB_Default :fixed_window_cond: NECB_Default :furnace_eff: NECB_Default :glass_door_cond: NECB_Default :glass_door_solar_trans: NECB_Default :ground_floor_cond: NECB_Default :ground_roof_cond: NECB_Default :ground_wall_cond: NECB_Default :infiltration_scale: NECB_Default :job_id: a1da6ac6-75c3-410e-8e18-95529da482d9 :lights_scale: '1.0' :lights_type: LED :npv_discount_rate: NECB_Default :npv_end_year: NECB_Default :npv_start_year: NECB_Default :nv_delta_temp_in_out: NECB_Default :nv_opening_fraction: NECB_Default :nv_temp_out_min: NECB_Default :nv_type: NECB_Default :oa_scale: NECB_Default :occupancy_loads_scale: NECB_Default :output_meters: [] :output_variables: - frequency: hourly key: '*' operation: '*' unit: '*' variable: Zone Air Temperature - frequency: hourly key: '*' operation: sum unit: GJ variable: Lights Total Heating Energy :overhead_door_cond: NECB_Default :primary_heating_fuel: NaturalGas :pv_ground_azimuth_angle: NECB_Default :pv_ground_module_description: NECB_Default :pv_ground_tilt_angle: NECB_Default :pv_ground_total_area_pv_panels_m2: NECB_Default :pv_ground_type: NECB_Default :rotation_degrees: NECB_Default :run_annual_simulation: true :scale_x: NECB_Default :scale_y: NECB_Default :scale_z: NECB_Default :scenario: :lights_type :shw_eff: NECB_Default :shw_scale: NECB_Default :skylight_cond: NECB_Default :skylight_solar_trans: NECB_Default :srr_set: NECB_Default :template: NECB2020 | file:///C:\Users\plopez\btap_batch\output\sensitivity_example\sensitivity\runs\a1da6ac6-75c3-410e-8e18-95529da482d9 | docker run --rm -v C:\Users\plopez\btap_batch\output\sensitivity_example\sensitivity\runs:/btap_costing/utilities/btap_cli/output -v C:\Users\plopez\btap_batch\output\sensitivity_example\sensitivity\runs\a1da6ac6-75c3-410e-8e18-95529da482d9:/btap_costing/utilities/btap_cli/input phylroy_lopez_btap_cli bundle exec ruby btap_cli.rb | SUCCEEDED | 152.5596 | 2.0729 | 0.0027201 | 0.001645 | 43846862 | 0 | 0 | 0 | 0 | 279.2885 | 126.1697 | 511.15 | 845.2233 | 37.3 | FullServiceRestaurant |  |  | 0 | FullServiceRestaurant | 1 |  | 1 | NECB2020 | 0.35004 | 2414.6632 | 24.7062 | 243.8499 | 52.0397 | 168.7133 | 0 | 16.2621 | 0 | 700.7659 | 219.901 | MONTREAL | QUEBEC | 0.20016 | 41.3352 | 0 | 41.5353 | 12.1945 | 11.3127 | 0 | 23.5073 | 0 | 0.052255 | 0 | 0 | 0.4493 | 0.11427 | 0.045525 | 0.63527 | 0.067182 | 0.16792 | 0.83676 | 0.002152 | 1.2861 | 0.20149 | 43.3383 | 267.0834 | Natural Gas | 37.3 | 0.757 | [5 empty] | 0.138 | 0.24 | 1.73 |  | 0 | 0 | Montreal-Trudeau Intl AP | CAN | 323 | 4090 | 45.471 | -73.741 | 6 | 4400 | QC | CAN_QC_Montreal-Trudeau.Intl.AP.716270_CWEC2016.epw | 1.2861 | 1112.4674 | 24.7062 | 0 | 7.6253 | 17.711 | FALSE | FALSE | FALSE | TRUE | 12.385 | 16.0738 | -1 | 0 | 0 | 0 | 102.99 | 44.149 | 1.0279 | 0.023283 | 375.71 | 0.1 | 2023-08-22 13:59:47 -0400 | 8b8e2b3c9 | 0.4.0 | 1.2861 | 32.67 | 24.17 | 0 | 0 | 0.047943 | 6.2911e-05 | 3.8046e-05 | 1014108.6875 | 1.4415 | 0.0018915 | 0.0011439 | 30490999.5 | 0 | 0 | 0 | 0 | 121 | 0 | 0 | 0 |  | :lights_type | -0.3 | 0 | 0 | 0 | 0 | -0.1 | -84.4 | 0 | 0 | 0 | 0.4 | -84 | -1.4 | -0.8 | non_compliant | 0.4 | -88.9 | 31.67 | 24 | 2.0718 | 0.0027186 | 0.0016441 | 43822978 | 0 | 0 | 0 | 0 | 0.047943 | 6.2911e-05 | 3.8046e-05 | 1014108.6875 | 1.4407 | 0.0018905 | 0.0011433 | 30474389.5 | 0 | 0 | 0 | 0
0 | FullServiceRestaurant | NECB2020 | CAN_QC_Montreal-Trudeau.Intl.AP.716270_CWEC2016.epw | NaturalGas | NECB_Default | NECB_Default | 1 | NECB_Default | NECB_Default | NECB_Default | NECB_Default | NECB_Default | NECB_Default | NECB_Default | NECB_Default | 0.138 | NECB_Default | NECB_Default | NECB_Default | NECB_Default | NECB_Default | NECB_Default | NECB_Default | NECB_Default | NECB_Default | NECB_Default | NECB_Default | NECB_Default | NECB_Default | NECB_Default | NECB_Default | NECB_Default | NECB_Default | NECB_Default | NECB_Default | NECB_Default | NECB_Default | NECB_Default | NECB_Default | NECB_Default | NECB_Default | NECB_Default | NECB_Default | NECB_Default | NECB_Default | NECB_Default | NECB_Default | NECB_Default | NECB_Default | NECB_Default | NECB_Default | NECB_Default | NECB_Default | NECB_Default | sensitivity | a603cebd-f08c-4004-a8e2-18b776b031fb | 5afcf5d1-c030-4cdc-872e-fe91b20ee7a9 | sensitivity_example | local_docker | TRUE | a603cebd-f08c-4004-a8e2-18b776b031fb | :adv_dx_units: NECB_Default :airloop_economizer_type: NECB_Default :algorithm_type: sensitivity :analysis_id: 5afcf5d1-c030-4cdc-872e-fe91b20ee7a9 :analysis_name: sensitivity_example :baseline_system_zones_map_option: NECB_Default :boiler_eff: NECB_Default :building_type: FullServiceRestaurant :chiller_type: NECB_Default :compute_environment: local_docker :datapoint_id: a603cebd-f08c-4004-a8e2-18b776b031fb :daylighting_type: NECB_Default :dcv_type: NECB_Default :door_construction_cond: NECB_Default :ecm_system_name: NECB_Default :electrical_loads_scale: NECB_Default :epw_file: CAN_QC_Montreal-Trudeau.Intl.AP.716270_CWEC2016.epw :erv_package: NECB_Default :ext_floor_cond: NECB_Default :ext_roof_cond: '0.138' :ext_wall_cond: NECB_Default :fdwr_set: NECB_Default :fixed_wind_solar_trans: NECB_Default :fixed_window_cond: NECB_Default :furnace_eff: NECB_Default :glass_door_cond: NECB_Default :glass_door_solar_trans: NECB_Default :ground_floor_cond: NECB_Default :ground_roof_cond: NECB_Default :ground_wall_cond: NECB_Default :infiltration_scale: NECB_Default :job_id: a603cebd-f08c-4004-a8e2-18b776b031fb :lights_scale: '1.0' :lights_type: NECB_Default :npv_discount_rate: NECB_Default :npv_end_year: NECB_Default :npv_start_year: NECB_Default :nv_delta_temp_in_out: NECB_Default :nv_opening_fraction: NECB_Default :nv_temp_out_min: NECB_Default :nv_type: NECB_Default :oa_scale: NECB_Default :occupancy_loads_scale: NECB_Default :output_meters: [] :output_variables: - frequency: hourly key: '*' operation: '*' unit: '*' variable: Zone Air Temperature - frequency: hourly key: '*' operation: sum unit: GJ variable: Lights Total Heating Energy :overhead_door_cond: NECB_Default :primary_heating_fuel: NaturalGas :pv_ground_azimuth_angle: NECB_Default :pv_ground_module_description: NECB_Default :pv_ground_tilt_angle: NECB_Default :pv_ground_total_area_pv_panels_m2: NECB_Default :pv_ground_type: NECB_Default :rotation_degrees: NECB_Default :run_annual_simulation: true :scale_x: NECB_Default :scale_y: NECB_Default :scale_z: NECB_Default :scenario: :ext_roof_cond :shw_eff: NECB_Default :shw_scale: NECB_Default :skylight_cond: NECB_Default :skylight_solar_trans: NECB_Default :srr_set: NECB_Default :template: NECB2020 | file:///C:\Users\plopez\btap_batch\output\sensitivity_example\sensitivity\runs\a603cebd-f08c-4004-a8e2-18b776b031fb | docker run --rm -v C:\Users\plopez\btap_batch\output\sensitivity_example\sensitivity\runs:/btap_costing/utilities/btap_cli/output -v C:\Users\plopez\btap_batch\output\sensitivity_example\sensitivity\runs\a603cebd-f08c-4004-a8e2-18b776b031fb:/btap_costing/utilities/btap_cli/input phylroy_lopez_btap_cli bundle exec ruby btap_cli.rb | SUCCEEDED | 140.812 | 2.0718 | 0.0027186 | 0.0016441 | 43822978 | 0 | 0 | 0 | 0 | 280.2993 | 126.9414 | 511.15 | 845.2233 | 37.3 | FullServiceRestaurant |  |  | 0 | FullServiceRestaurant | 1 |  | 1 | NECB2020 | 0.35004 | 2414.6632 | 24.7499 | 243.8499 | 51.9362 | 84.3566 | 0 | 16.2621 | 0 | 616.7259 | 220.3211 | MONTREAL | QUEBEC | 0.1939 | 41.5198 | 0 | 41.7137 | 11.8133 | 11.3633 | 0 | 23.1766 | 0 | 0.051707 | 0 | 0 | 0.43525 | 0.1147 | 0.045525 | 0.63901 | 0.067182 | 0.15395 | 0.84048 | 0.0021911 | 1.2757 | 0.20147 | 42.7574 | 264.4869 | Natural Gas | 37.3 | 0.757 | [5 empty] | 0.138 | 0.24 | 1.73 |  | 0 | 0 | Montreal-Trudeau Intl AP | CAN | 323 | 4090 | 45.471 | -73.741 | 6 | 4400 | QC | CAN_QC_Montreal-Trudeau.Intl.AP.716270_CWEC2016.epw | 1.2757 | 1023.5227 | 24.7499 | 0 | 7.6253 | 17.711 | FALSE | FALSE | FALSE | TRUE | 12.385 | 16.0738 | -1 | 0 | 0 | 0 | 102.98 | 44.149 | 1.0279 | 0.023283 | 375.71 | 0.1 | 2023-08-22 14:02:07 -0400 | 8b8e2b3c9 | 0.4.0 | 1.2757 | 31.67 | 24 | 0 | 0 | 0.047943 | 6.2911e-05 | 3.8046e-05 | 1014108.6875 | 1.4407 | 0.0018905 | 0.0011433 | 30474389.5 | 0 | 0 | 0 | 0 | 121 | 0 | 0 | 0 |  | :ext_roof_cond | 0 | 0 | 0 | 0 | 0 | 0 | 0 | 0 | 0 | 0 | 0 | 0 | 0 | 0 | tier_1 | 0 | 0 | 31.67 | 24 | 2.0718 | 0.0027186 | 0.0016441 | 43822978 | 0 | 0 | 0 | 0 | 0.047943 | 6.2911e-05 | 3.8046e-05 | 1014108.6875 | 1.4407 | 0.0018905 | 0.0011433 | 30474389.5 | 0 | 0 | 0 | 0
0 | FullServiceRestaurant | NECB2020 | CAN_QC_Montreal-Trudeau.Intl.AP.716270_CWEC2016.epw | NaturalGas | NECB_Default | NECB_Default | 1 | NECB_Default | NECB_Default | NECB_Default | NECB_Default | NECB_Default | NECB_Default | NECB_Default | NECB_Default | NECB_Default | NECB_Default | NECB_Default | NECB_Default | NECB_Default | 1.6 | NECB_Default | NECB_Default | NECB_Default | NECB_Default | NECB_Default | NECB_Default | NECB_Default | NECB_Default | NECB_Default | NECB_Default | NECB_Default | NECB_Default | NECB_Default | NECB_Default | NECB_Default | NECB_Default | NECB_Default | NECB_Default | NECB_Default | NECB_Default | NECB_Default | NECB_Default | NECB_Default | NECB_Default | NECB_Default | NECB_Default | NECB_Default | NECB_Default | NECB_Default | NECB_Default | NECB_Default | NECB_Default | NECB_Default | sensitivity | a6902c6c-f71e-430f-a234-005bfad02a3f | 5afcf5d1-c030-4cdc-872e-fe91b20ee7a9 | sensitivity_example | local_docker | TRUE | a6902c6c-f71e-430f-a234-005bfad02a3f | :adv_dx_units: NECB_Default :airloop_economizer_type: NECB_Default :algorithm_type: sensitivity :analysis_id: 5afcf5d1-c030-4cdc-872e-fe91b20ee7a9 :analysis_name: sensitivity_example :baseline_system_zones_map_option: NECB_Default :boiler_eff: NECB_Default :building_type: FullServiceRestaurant :chiller_type: NECB_Default :compute_environment: local_docker :datapoint_id: a6902c6c-f71e-430f-a234-005bfad02a3f :daylighting_type: NECB_Default :dcv_type: NECB_Default :door_construction_cond: NECB_Default :ecm_system_name: NECB_Default :electrical_loads_scale: NECB_Default :epw_file: CAN_QC_Montreal-Trudeau.Intl.AP.716270_CWEC2016.epw :erv_package: NECB_Default :ext_floor_cond: NECB_Default :ext_roof_cond: NECB_Default :ext_wall_cond: NECB_Default :fdwr_set: NECB_Default :fixed_wind_solar_trans: NECB_Default :fixed_window_cond: '1.6' :furnace_eff: NECB_Default :glass_door_cond: NECB_Default :glass_door_solar_trans: NECB_Default :ground_floor_cond: NECB_Default :ground_roof_cond: NECB_Default :ground_wall_cond: NECB_Default :infiltration_scale: NECB_Default :job_id: a6902c6c-f71e-430f-a234-005bfad02a3f :lights_scale: '1.0' :lights_type: NECB_Default :npv_discount_rate: NECB_Default :npv_end_year: NECB_Default :npv_start_year: NECB_Default :nv_delta_temp_in_out: NECB_Default :nv_opening_fraction: NECB_Default :nv_temp_out_min: NECB_Default :nv_type: NECB_Default :oa_scale: NECB_Default :occupancy_loads_scale: NECB_Default :output_meters: [] :output_variables: - frequency: hourly key: '*' operation: '*' unit: '*' variable: Zone Air Temperature - frequency: hourly key: '*' operation: sum unit: GJ variable: Lights Total Heating Energy :overhead_door_cond: NECB_Default :primary_heating_fuel: NaturalGas :pv_ground_azimuth_angle: NECB_Default :pv_ground_module_description: NECB_Default :pv_ground_tilt_angle: NECB_Default :pv_ground_total_area_pv_panels_m2: NECB_Default :pv_ground_type: NECB_Default :rotation_degrees: NECB_Default :run_annual_simulation: true :scale_x: NECB_Default :scale_y: NECB_Default :scale_z: NECB_Default :scenario: :fixed_window_cond :shw_eff: NECB_Default :shw_scale: NECB_Default :skylight_cond: NECB_Default :skylight_solar_trans: NECB_Default :srr_set: NECB_Default :template: NECB2020 | file:///C:\Users\plopez\btap_batch\output\sensitivity_example\sensitivity\runs\a6902c6c-f71e-430f-a234-005bfad02a3f | docker run --rm -v C:\Users\plopez\btap_batch\output\sensitivity_example\sensitivity\runs:/btap_costing/utilities/btap_cli/output -v C:\Users\plopez\btap_batch\output\sensitivity_example\sensitivity\runs\a6902c6c-f71e-430f-a234-005bfad02a3f:/btap_costing/utilities/btap_cli/input phylroy_lopez_btap_cli bundle exec ruby btap_cli.rb | SUCCEEDED | 144.3891 | 2.0723 | 0.0027193 | 0.0016445 | 43833478 | 0 | 0 | 0 | 0 | 277.7941 | 124.7894 | 511.15 | 845.2233 | 37.3 | FullServiceRestaurant |  |  | 0 | FullServiceRestaurant | 1 |  | 1 | NECB2020 | 0.35004 | 2414.6632 | 24.7525 | 245.0501 | 51.8327 | 84.3566 | 0 | 16.2621 | 0 | 617.8458 | 220.3443 | MONTREAL | QUEBEC | 0.19403 | 41.0597 | 0 | 41.2538 | 11.8213 | 11.2374 | 0 | 23.0586 | 0 | 0.052098 | 0 | 0 | 0.43555 | 0.11474 | 0.045525 | 0.62968 | 0.067182 | 0.15395 | 0.83117 | 0.0020542 | 1.2667 | 0.20149 | 42.7613 | 266.4171 | Natural Gas | 37.3 | 0.757 | [5 empty] | 0.138 | 0.24 | 1.6 |  | 0 | 0 | Montreal-Trudeau Intl AP | CAN | 323 | 4090 | 45.471 | -73.741 | 6 | 4400 | QC | CAN_QC_Montreal-Trudeau.Intl.AP.716270_CWEC2016.epw | 1.2667 | 1022.2831 | 24.7525 | 0 | 7.6253 | 17.711 | FALSE | FALSE | FALSE | TRUE | 12.385 | 16.0738 | -1 | 0 | 0 | 0 | 102.99 | 44.149 | 1.0279 | 0.023283 | 375.71 | 0.1 | 2023-08-22 14:02:25 -0400 | 8b8e2b3c9 | 0.4.0 | 1.2667 | 32.83 | 24.83 | 0 | 0 | 0.047943 | 6.2911e-05 | 3.8046e-05 | 1014108.6875 | 1.441 | 0.001891 | 0.0011436 | 30481693.5 | 0 | 0 | 0 | 0 | 121 | 0 | 0 | 0 |  | :fixed_window_cond | 0.1 | 0 | 0 | 0 | -1.2 | 0.1 | 0 | 0 | 0 | 0 | 0 | -1.1 | 0 | 0.7 | tier_1 | 1.1 | 1.2 | 31.67 | 24 | 2.0718 | 0.0027186 | 0.0016441 | 43822978 | 0 | 0 | 0 | 0 | 0.047943 | 6.2911e-05 | 3.8046e-05 | 1014108.6875 | 1.4407 | 0.0018905 | 0.0011433 | 30474389.5 | 0 | 0 | 0 | 0
0 | FullServiceRestaurant | NECB2020 | CAN_QC_Montreal-Trudeau.Intl.AP.716270_CWEC2016.epw | NaturalGas | NECB_Default | NECB_Default | 1 | NECB_Default | NECB_Default | NECB_Default | NECB_Default | NECB_Default | NECB_Default | NECB_Default | NECB_Default | NECB_Default | NECB_Default | NECB_Default | NECB_Default | NECB_Default | NECB_Default | NECB_Default | NECB_Default | NECB_Default | NECB_Default | NECB_Default | 0.05 | NECB_Default | NECB_Default | NECB_Default | NECB_Default | NECB_Default | NECB_Default | NECB_Default | NECB_Default | NECB_Default | NECB_Default | NECB_Default | NECB_Default | NECB_Default | NECB_Default | NECB_Default | NECB_Default | NECB_Default | NECB_Default | NECB_Default | NECB_Default | NECB_Default | NECB_Default | NECB_Default | NECB_Default | NECB_Default | NECB_Default | NECB_Default | sensitivity | a8e6ef50-f942-490b-8a96-bc25f0d3c0ad | 5afcf5d1-c030-4cdc-872e-fe91b20ee7a9 | sensitivity_example | local_docker | TRUE | a8e6ef50-f942-490b-8a96-bc25f0d3c0ad | :adv_dx_units: NECB_Default :airloop_economizer_type: NECB_Default :algorithm_type: sensitivity :analysis_id: 5afcf5d1-c030-4cdc-872e-fe91b20ee7a9 :analysis_name: sensitivity_example :baseline_system_zones_map_option: NECB_Default :boiler_eff: NECB_Default :building_type: FullServiceRestaurant :chiller_type: NECB_Default :compute_environment: local_docker :datapoint_id: a8e6ef50-f942-490b-8a96-bc25f0d3c0ad :daylighting_type: NECB_Default :dcv_type: NECB_Default :door_construction_cond: NECB_Default :ecm_system_name: NECB_Default :electrical_loads_scale: NECB_Default :epw_file: CAN_QC_Montreal-Trudeau.Intl.AP.716270_CWEC2016.epw :erv_package: NECB_Default :ext_floor_cond: NECB_Default :ext_roof_cond: NECB_Default :ext_wall_cond: NECB_Default :fdwr_set: NECB_Default :fixed_wind_solar_trans: NECB_Default :fixed_window_cond: NECB_Default :furnace_eff: NECB_Default :glass_door_cond: NECB_Default :glass_door_solar_trans: NECB_Default :ground_floor_cond: NECB_Default :ground_roof_cond: NECB_Default :ground_wall_cond: NECB_Default :infiltration_scale: NECB_Default :job_id: a8e6ef50-f942-490b-8a96-bc25f0d3c0ad :lights_scale: '1.0' :lights_type: NECB_Default :npv_discount_rate: NECB_Default :npv_end_year: NECB_Default :npv_start_year: NECB_Default :nv_delta_temp_in_out: NECB_Default :nv_opening_fraction: NECB_Default :nv_temp_out_min: NECB_Default :nv_type: NECB_Default :oa_scale: NECB_Default :occupancy_loads_scale: NECB_Default :output_meters: [] :output_variables: - frequency: hourly key: '*' operation: '*' unit: '*' variable: Zone Air Temperature - frequency: hourly key: '*' operation: sum unit: GJ variable: Lights Total Heating Energy :overhead_door_cond: NECB_Default :primary_heating_fuel: NaturalGas :pv_ground_azimuth_angle: NECB_Default :pv_ground_module_description: NECB_Default :pv_ground_tilt_angle: NECB_Default :pv_ground_total_area_pv_panels_m2: NECB_Default :pv_ground_type: NECB_Default :rotation_degrees: NECB_Default :run_annual_simulation: true :scale_x: NECB_Default :scale_y: NECB_Default :scale_z: NECB_Default :scenario: :skylight_solar_trans :shw_eff: NECB_Default :shw_scale: NECB_Default :skylight_cond: NECB_Default :skylight_solar_trans: '0.05' :srr_set: NECB_Default :template: NECB2020 | file:///C:\Users\plopez\btap_batch\output\sensitivity_example\sensitivity\runs\a8e6ef50-f942-490b-8a96-bc25f0d3c0ad | docker run --rm -v C:\Users\plopez\btap_batch\output\sensitivity_example\sensitivity\runs:/btap_costing/utilities/btap_cli/output -v C:\Users\plopez\btap_batch\output\sensitivity_example\sensitivity\runs\a8e6ef50-f942-490b-8a96-bc25f0d3c0ad:/btap_costing/utilities/btap_cli/input phylroy_lopez_btap_cli bundle exec ruby btap_cli.rb | SUCCEEDED | 125.3545 | 2.0718 | 0.0027186 | 0.0016441 | 43822978 | 0 | 0 | 0 | 0 | 280.2993 | 126.9414 | 511.15 | 845.2233 | 37.3 | FullServiceRestaurant |  |  | 0 | FullServiceRestaurant | 1 |  | 1 | NECB2020 | 0.35004 | 2414.6632 | 24.7499 | 243.8499 | 51.9362 | 84.3566 | 0 | 16.2621 | 0 | 616.7259 | 220.3211 | MONTREAL | QUEBEC | 0.1939 | 41.5198 | 0 | 41.7137 | 11.8133 | 11.3633 | 0 | 23.1766 | 0 | 0.051707 | 0 | 0 | 0.43525 | 0.1147 | 0.045525 | 0.63901 | 0.067182 | 0.15395 | 0.84048 | 0.0021911 | 1.2757 | 0.20147 | 42.7574 | 264.4869 | Natural Gas | 37.3 | 0.757 | [5 empty] | 0.138 | 0.24 | 1.73 |  | 0 | 0 | Montreal-Trudeau Intl AP | CAN | 323 | 4090 | 45.471 | -73.741 | 6 | 4400 | QC | CAN_QC_Montreal-Trudeau.Intl.AP.716270_CWEC2016.epw | 1.2757 | 1023.5227 | 24.7499 | 0 | 7.6253 | 17.711 | FALSE | FALSE | FALSE | TRUE | 12.385 | 16.0738 | -1 | 0 | 0 | 0 | 102.98 | 44.149 | 1.0279 | 0.023283 | 375.71 | 0.1 | 2023-08-22 14:04:32 -0400 | 8b8e2b3c9 | 0.4.0 | 1.2757 | 31.67 | 24 | 0 | 0 | 0.047943 | 6.2911e-05 | 3.8046e-05 | 1014108.6875 | 1.4407 | 0.0018905 | 0.0011433 | 30474389.5 | 0 | 0 | 0 | 0 | 121 | 0 | 0 | 0 |  | :skylight_solar_trans | 0 | 0 | 0 | 0 | 0 | 0 | 0 | 0 | 0 | 0 | 0 | 0 | 0 | 0 | tier_1 | 0 | 0 | 31.67 | 24 | 2.0718 | 0.0027186 | 0.0016441 | 43822978 | 0 | 0 | 0 | 0 | 0.047943 | 6.2911e-05 | 3.8046e-05 | 1014108.6875 | 1.4407 | 0.0018905 | 0.0011433 | 30474389.5 | 0 | 0 | 0 | 0
0 | FullServiceRestaurant | NECB2020 | CAN_QC_Montreal-Trudeau.Intl.AP.716270_CWEC2016.epw | NaturalGas | NECB_Default | NECB_Default | 1 | NECB_Default | NECB_Default | NECB_Default | NECB_Default | NECB_Default | NECB_Default | 0.183 | NECB_Default | NECB_Default | NECB_Default | NECB_Default | NECB_Default | NECB_Default | NECB_Default | NECB_Default | NECB_Default | NECB_Default | NECB_Default | NECB_Default | NECB_Default | NECB_Default | NECB_Default | NECB_Default | NECB_Default | NECB_Default | NECB_Default | NECB_Default | NECB_Default | NECB_Default | NECB_Default | NECB_Default | NECB_Default | NECB_Default | NECB_Default | NECB_Default | NECB_Default | NECB_Default | NECB_Default | NECB_Default | NECB_Default | NECB_Default | NECB_Default | NECB_Default | NECB_Default | NECB_Default | NECB_Default | NECB_Default | sensitivity | aa818185-58a2-46c8-8b20-91f131563ae4 | 5afcf5d1-c030-4cdc-872e-fe91b20ee7a9 | sensitivity_example | local_docker | TRUE | aa818185-58a2-46c8-8b20-91f131563ae4 | :adv_dx_units: NECB_Default :airloop_economizer_type: NECB_Default :algorithm_type: sensitivity :analysis_id: 5afcf5d1-c030-4cdc-872e-fe91b20ee7a9 :analysis_name: sensitivity_example :baseline_system_zones_map_option: NECB_Default :boiler_eff: NECB_Default :building_type: FullServiceRestaurant :chiller_type: NECB_Default :compute_environment: local_docker :datapoint_id: aa818185-58a2-46c8-8b20-91f131563ae4 :daylighting_type: NECB_Default :dcv_type: NECB_Default :door_construction_cond: NECB_Default :ecm_system_name: NECB_Default :electrical_loads_scale: NECB_Default :epw_file: CAN_QC_Montreal-Trudeau.Intl.AP.716270_CWEC2016.epw :erv_package: NECB_Default :ext_floor_cond: NECB_Default :ext_roof_cond: NECB_Default :ext_wall_cond: '0.183' :fdwr_set: NECB_Default :fixed_wind_solar_trans: NECB_Default :fixed_window_cond: NECB_Default :furnace_eff: NECB_Default :glass_door_cond: NECB_Default :glass_door_solar_trans: NECB_Default :ground_floor_cond: NECB_Default :ground_roof_cond: NECB_Default :ground_wall_cond: NECB_Default :infiltration_scale: NECB_Default :job_id: aa818185-58a2-46c8-8b20-91f131563ae4 :lights_scale: '1.0' :lights_type: NECB_Default :npv_discount_rate: NECB_Default :npv_end_year: NECB_Default :npv_start_year: NECB_Default :nv_delta_temp_in_out: NECB_Default :nv_opening_fraction: NECB_Default :nv_temp_out_min: NECB_Default :nv_type: NECB_Default :oa_scale: NECB_Default :occupancy_loads_scale: NECB_Default :output_meters: [] :output_variables: - frequency: hourly key: '*' operation: '*' unit: '*' variable: Zone Air Temperature - frequency: hourly key: '*' operation: sum unit: GJ variable: Lights Total Heating Energy :overhead_door_cond: NECB_Default :primary_heating_fuel: NaturalGas :pv_ground_azimuth_angle: NECB_Default :pv_ground_module_description: NECB_Default :pv_ground_tilt_angle: NECB_Default :pv_ground_total_area_pv_panels_m2: NECB_Default :pv_ground_type: NECB_Default :rotation_degrees: NECB_Default :run_annual_simulation: true :scale_x: NECB_Default :scale_y: NECB_Default :scale_z: NECB_Default :scenario: :ext_wall_cond :shw_eff: NECB_Default :shw_scale: NECB_Default :skylight_cond: NECB_Default :skylight_solar_trans: NECB_Default :srr_set: NECB_Default :template: NECB2020 | file:///C:\Users\plopez\btap_batch\output\sensitivity_example\sensitivity\runs\aa818185-58a2-46c8-8b20-91f131563ae4 | docker run --rm -v C:\Users\plopez\btap_batch\output\sensitivity_example\sensitivity\runs:/btap_costing/utilities/btap_cli/output -v C:\Users\plopez\btap_batch\output\sensitivity_example\sensitivity\runs\aa818185-58a2-46c8-8b20-91f131563ae4:/btap_costing/utilities/btap_cli/input phylroy_lopez_btap_cli bundle exec ruby btap_cli.rb | SUCCEEDED | 161.337 | 2.0722 | 0.0027192 | 0.0016444 | 43831870 | 0 | 0 | 0 | 0 | 278.5984 | 125.5394 | 511.15 | 845.2233 | 37.3 | FullServiceRestaurant |  |  | 0 | FullServiceRestaurant | 1 |  | 1 | NECB2020 | 0.35004 | 2414.6632 | 24.7395 | 244.3946 | 51.8327 | 84.3566 | 0 | 16.2621 | 0 | 617.0821 | 220.2362 | MONTREAL | QUEBEC | 0.19384 | 41.224 | 0 | 41.4179 | 11.8096 | 11.2823 | 0 | 23.0919 | 0 | 0.051746 | 0 | 0 | 0.43512 | 0.11462 | 0.045525 | 0.633 | 0.067182 | 0.15395 | 0.83449 | 0.0020933 | 1.2696 | 0.20149 | 42.7426 | 267.0425 | Natural Gas | 37.3 | 0.757 | [5 empty] | 0.138 | 0.183 | 1.73 |  | 0 | 0 | Montreal-Trudeau Intl AP | CAN | 323 | 4090 | 45.471 | -73.741 | 6 | 4400 | QC | CAN_QC_Montreal-Trudeau.Intl.AP.716270_CWEC2016.epw | 1.2696 | 1022.2224 | 24.7395 | 0 | 7.6253 | 17.711 | FALSE | FALSE | FALSE | TRUE | 12.385 | 16.0738 | -1 | 0 | 0 | 0 | 102.99 | 44.149 | 1.0279 | 0.023283 | 375.71 | 0.1 | 2023-08-22 13:59:54 -0400 | 8b8e2b3c9 | 0.4.0 | 1.2696 | 32.33 | 24.5 | 0 | 0 | 0.047943 | 6.2911e-05 | 3.8046e-05 | 1014108.6875 | 1.441 | 0.0018909 | 0.0011435 | 30480575.5 | 0 | 0 | 0 | 0 | 121 | 0 | 0 | 0 |  | :ext_wall_cond | 0.1 | 0 | 0 | 0 | -0.5 | 0.1 | 0 | 0 | 0 | 0 | 0.1 | -0.4 | 0 | 0.5 | tier_1 | 0.7 | 1.3 | 31.67 | 24 | 2.0718 | 0.0027186 | 0.0016441 | 43822978 | 0 | 0 | 0 | 0 | 0.047943 | 6.2911e-05 | 3.8046e-05 | 1014108.6875 | 1.4407 | 0.0018905 | 0.0011433 | 30474389.5 | 0 | 0 | 0 | 0
0 | FullServiceRestaurant | NECB2020 | CAN_QC_Montreal-Trudeau.Intl.AP.716270_CWEC2016.epw | NaturalGas | NECB_Default | NECB_Default | 1 | NECB_Default | NECB_Default | NECB_Default | NECB_Default | NECB_Default | NECB_Default | NECB_Default | NECB_Default | NECB_Default | NECB_Default | NECB_Default | NECB_Default | NECB_Default | NECB_Default | 2.2 | NECB_Default | NECB_Default | NECB_Default | NECB_Default | NECB_Default | NECB_Default | NECB_Default | NECB_Default | NECB_Default | NECB_Default | NECB_Default | NECB_Default | NECB_Default | NECB_Default | NECB_Default | NECB_Default | NECB_Default | NECB_Default | NECB_Default | NECB_Default | NECB_Default | NECB_Default | NECB_Default | NECB_Default | NECB_Default | NECB_Default | NECB_Default | NECB_Default | NECB_Default | NECB_Default | NECB_Default | NECB_Default | sensitivity | ad705416-0ab2-4aa8-866f-1dc00f26b940 | 5afcf5d1-c030-4cdc-872e-fe91b20ee7a9 | sensitivity_example | local_docker | TRUE | ad705416-0ab2-4aa8-866f-1dc00f26b940 | :adv_dx_units: NECB_Default :airloop_economizer_type: NECB_Default :algorithm_type: sensitivity :analysis_id: 5afcf5d1-c030-4cdc-872e-fe91b20ee7a9 :analysis_name: sensitivity_example :baseline_system_zones_map_option: NECB_Default :boiler_eff: NECB_Default :building_type: FullServiceRestaurant :chiller_type: NECB_Default :compute_environment: local_docker :datapoint_id: ad705416-0ab2-4aa8-866f-1dc00f26b940 :daylighting_type: NECB_Default :dcv_type: NECB_Default :door_construction_cond: NECB_Default :ecm_system_name: NECB_Default :electrical_loads_scale: NECB_Default :epw_file: CAN_QC_Montreal-Trudeau.Intl.AP.716270_CWEC2016.epw :erv_package: NECB_Default :ext_floor_cond: NECB_Default :ext_roof_cond: NECB_Default :ext_wall_cond: NECB_Default :fdwr_set: NECB_Default :fixed_wind_solar_trans: NECB_Default :fixed_window_cond: NECB_Default :furnace_eff: NECB_Default :glass_door_cond: '2.2' :glass_door_solar_trans: NECB_Default :ground_floor_cond: NECB_Default :ground_roof_cond: NECB_Default :ground_wall_cond: NECB_Default :infiltration_scale: NECB_Default :job_id: ad705416-0ab2-4aa8-866f-1dc00f26b940 :lights_scale: '1.0' :lights_type: NECB_Default :npv_discount_rate: NECB_Default :npv_end_year: NECB_Default :npv_start_year: NECB_Default :nv_delta_temp_in_out: NECB_Default :nv_opening_fraction: NECB_Default :nv_temp_out_min: NECB_Default :nv_type: NECB_Default :oa_scale: NECB_Default :occupancy_loads_scale: NECB_Default :output_meters: [] :output_variables: - frequency: hourly key: '*' operation: '*' unit: '*' variable: Zone Air Temperature - frequency: hourly key: '*' operation: sum unit: GJ variable: Lights Total Heating Energy :overhead_door_cond: NECB_Default :primary_heating_fuel: NaturalGas :pv_ground_azimuth_angle: NECB_Default :pv_ground_module_description: NECB_Default :pv_ground_tilt_angle: NECB_Default :pv_ground_total_area_pv_panels_m2: NECB_Default :pv_ground_type: NECB_Default :rotation_degrees: NECB_Default :run_annual_simulation: true :scale_x: NECB_Default :scale_y: NECB_Default :scale_z: NECB_Default :scenario: :glass_door_cond :shw_eff: NECB_Default :shw_scale: NECB_Default :skylight_cond: NECB_Default :skylight_solar_trans: NECB_Default :srr_set: NECB_Default :template: NECB2020 | file:///C:\Users\plopez\btap_batch\output\sensitivity_example\sensitivity\runs\ad705416-0ab2-4aa8-866f-1dc00f26b940 | docker run --rm -v C:\Users\plopez\btap_batch\output\sensitivity_example\sensitivity\runs:/btap_costing/utilities/btap_cli/output -v C:\Users\plopez\btap_batch\output\sensitivity_example\sensitivity\runs\ad705416-0ab2-4aa8-866f-1dc00f26b940:/btap_costing/utilities/btap_cli/input phylroy_lopez_btap_cli bundle exec ruby btap_cli.rb | SUCCEEDED | 143.2512 | 2.0718 | 0.0027186 | 0.0016441 | 43822978 | 0 | 0 | 0 | 0 | 280.2993 | 126.9414 | 511.15 | 845.2233 | 37.3 | FullServiceRestaurant |  |  | 0 | FullServiceRestaurant | 1 |  | 1 | NECB2020 | 0.35004 | 2414.6632 | 24.7499 | 243.8499 | 51.9362 | 84.3566 | 0 | 16.2621 | 0 | 616.7259 | 220.3211 | MONTREAL | QUEBEC | 0.1939 | 41.5198 | 0 | 41.7137 | 11.8133 | 11.3633 | 0 | 23.1766 | 0 | 0.051707 | 0 | 0 | 0.43525 | 0.1147 | 0.045525 | 0.63901 | 0.067182 | 0.15395 | 0.84048 | 0.0021911 | 1.2757 | 0.20147 | 42.7574 | 264.4869 | Natural Gas | 37.3 | 0.757 | [5 empty] | 0.138 | 0.24 | 1.73 |  | 0 | 0 | Montreal-Trudeau Intl AP | CAN | 323 | 4090 | 45.471 | -73.741 | 6 | 4400 | QC | CAN_QC_Montreal-Trudeau.Intl.AP.716270_CWEC2016.epw | 1.2757 | 1023.5227 | 24.7499 | 0 | 7.6253 | 17.711 | FALSE | FALSE | FALSE | TRUE | 12.385 | 16.0738 | -1 | 0 | 0 | 0 | 102.98 | 44.149 | 1.0279 | 0.023283 | 375.71 | 0.1 | 2023-08-22 14:02:23 -0400 | 8b8e2b3c9 | 0.4.0 | 1.2757 | 31.67 | 24 | 0 | 0 | 0.047943 | 6.2911e-05 | 3.8046e-05 | 1014108.6875 | 1.4407 | 0.0018905 | 0.0011433 | 30474389.5 | 0 | 0 | 0 | 0 | 121 | 0 | 0 | 0 |  | :glass_door_cond | 0 | 0 | 0 | 0 | 0 | 0 | 0 | 0 | 0 | 0 | 0 | 0 | 0 | 0 | tier_1 | 0 | 0 | 31.67 | 24 | 2.0718 | 0.0027186 | 0.0016441 | 43822978 | 0 | 0 | 0 | 0 | 0.047943 | 6.2911e-05 | 3.8046e-05 | 1014108.6875 | 1.4407 | 0.0018905 | 0.0011433 | 30474389.5 | 0 | 0 | 0 | 0
0 | FullServiceRestaurant | NECB2020 | CAN_QC_Montreal-Trudeau.Intl.AP.716270_CWEC2016.epw | NaturalGas | NECB_Default | NECB_Default | 1 | NECB_Default | NECB_Default | NECB_Default | NECB_Default | NECB_Default | NECB_Default | NECB_Default | NECB_Default | NECB_Default | NECB_Default | NECB_Default | NECB_Default | 2.4 | NECB_Default | NECB_Default | NECB_Default | NECB_Default | NECB_Default | NECB_Default | NECB_Default | NECB_Default | NECB_Default | NECB_Default | NECB_Default | NECB_Default | NECB_Default | NECB_Default | NECB_Default | NECB_Default | NECB_Default | NECB_Default | NECB_Default | NECB_Default | NECB_Default | NECB_Default | NECB_Default | NECB_Default | NECB_Default | NECB_Default | NECB_Default | NECB_Default | NECB_Default | NECB_Default | NECB_Default | NECB_Default | NECB_Default | NECB_Default | sensitivity | ada22e70-44e0-4a9c-ba8f-92faace7d74e | 5afcf5d1-c030-4cdc-872e-fe91b20ee7a9 | sensitivity_example | local_docker | TRUE | ada22e70-44e0-4a9c-ba8f-92faace7d74e | :adv_dx_units: NECB_Default :airloop_economizer_type: NECB_Default :algorithm_type: sensitivity :analysis_id: 5afcf5d1-c030-4cdc-872e-fe91b20ee7a9 :analysis_name: sensitivity_example :baseline_system_zones_map_option: NECB_Default :boiler_eff: NECB_Default :building_type: FullServiceRestaurant :chiller_type: NECB_Default :compute_environment: local_docker :datapoint_id: ada22e70-44e0-4a9c-ba8f-92faace7d74e :daylighting_type: NECB_Default :dcv_type: NECB_Default :door_construction_cond: '2.4' :ecm_system_name: NECB_Default :electrical_loads_scale: NECB_Default :epw_file: CAN_QC_Montreal-Trudeau.Intl.AP.716270_CWEC2016.epw :erv_package: NECB_Default :ext_floor_cond: NECB_Default :ext_roof_cond: NECB_Default :ext_wall_cond: NECB_Default :fdwr_set: NECB_Default :fixed_wind_solar_trans: NECB_Default :fixed_window_cond: NECB_Default :furnace_eff: NECB_Default :glass_door_cond: NECB_Default :glass_door_solar_trans: NECB_Default :ground_floor_cond: NECB_Default :ground_roof_cond: NECB_Default :ground_wall_cond: NECB_Default :infiltration_scale: NECB_Default :job_id: ada22e70-44e0-4a9c-ba8f-92faace7d74e :lights_scale: '1.0' :lights_type: NECB_Default :npv_discount_rate: NECB_Default :npv_end_year: NECB_Default :npv_start_year: NECB_Default :nv_delta_temp_in_out: NECB_Default :nv_opening_fraction: NECB_Default :nv_temp_out_min: NECB_Default :nv_type: NECB_Default :oa_scale: NECB_Default :occupancy_loads_scale: NECB_Default :output_meters: [] :output_variables: - frequency: hourly key: '*' operation: '*' unit: '*' variable: Zone Air Temperature - frequency: hourly key: '*' operation: sum unit: GJ variable: Lights Total Heating Energy :overhead_door_cond: NECB_Default :primary_heating_fuel: NaturalGas :pv_ground_azimuth_angle: NECB_Default :pv_ground_module_description: NECB_Default :pv_ground_tilt_angle: NECB_Default :pv_ground_total_area_pv_panels_m2: NECB_Default :pv_ground_type: NECB_Default :rotation_degrees: NECB_Default :run_annual_simulation: true :scale_x: NECB_Default :scale_y: NECB_Default :scale_z: NECB_Default :scenario: :door_construction_cond :shw_eff: NECB_Default :shw_scale: NECB_Default :skylight_cond: NECB_Default :skylight_solar_trans: NECB_Default :srr_set: NECB_Default :template: NECB2020 | file:///C:\Users\plopez\btap_batch\output\sensitivity_example\sensitivity\runs\ada22e70-44e0-4a9c-ba8f-92faace7d74e | docker run --rm -v C:\Users\plopez\btap_batch\output\sensitivity_example\sensitivity\runs:/btap_costing/utilities/btap_cli/output -v C:\Users\plopez\btap_batch\output\sensitivity_example\sensitivity\runs\ada22e70-44e0-4a9c-ba8f-92faace7d74e:/btap_costing/utilities/btap_cli/input phylroy_lopez_btap_cli bundle exec ruby btap_cli.rb | SUCCEEDED | 143.2562 | 2.0718 | 0.0027186 | 0.0016441 | 43822978 | 0 | 0 | 0 | 0 | 280.2993 | 126.9414 | 511.15 | 845.2233 | 37.3 | FullServiceRestaurant |  |  | 0 | FullServiceRestaurant | 1 |  | 1 | NECB2020 | 0.35004 | 2414.6632 | 24.7499 | 243.8499 | 51.9362 | 84.3566 | 0 | 16.2621 | 0 | 616.7259 | 220.3211 | MONTREAL | QUEBEC | 0.1939 | 41.5198 | 0 | 41.7137 | 11.8133 | 11.3633 | 0 | 23.1766 | 0 | 0.051707 | 0 | 0 | 0.43525 | 0.1147 | 0.045525 | 0.63901 | 0.067182 | 0.15395 | 0.84048 | 0.0021911 | 1.2757 | 0.20147 | 42.7574 | 264.4869 | Natural Gas | 37.3 | 0.757 | [5 empty] | 0.138 | 0.24 | 1.73 |  | 0 | 0 | Montreal-Trudeau Intl AP | CAN | 323 | 4090 | 45.471 | -73.741 | 6 | 4400 | QC | CAN_QC_Montreal-Trudeau.Intl.AP.716270_CWEC2016.epw | 1.2757 | 1023.5227 | 24.7499 | 0 | 7.6253 | 17.711 | FALSE | FALSE | FALSE | TRUE | 12.385 | 16.0738 | -1 | 0 | 0 | 0 | 102.98 | 44.149 | 1.0279 | 0.023283 | 375.71 | 0.1 | 2023-08-22 14:02:23 -0400 | 8b8e2b3c9 | 0.4.0 | 1.2757 | 31.67 | 24 | 0 | 0 | 0.047943 | 6.2911e-05 | 3.8046e-05 | 1014108.6875 | 1.4407 | 0.0018905 | 0.0011433 | 30474389.5 | 0 | 0 | 0 | 0 | 121 | 0 | 0 | 0 |  | :door_construction_cond | 0 | 0 | 0 | 0 | 0 | 0 | 0 | 0 | 0 | 0 | 0 | 0 | 0 | 0 | tier_1 | 0 | 0 | 31.67 | 24 | 2.0718 | 0.0027186 | 0.0016441 | 43822978 | 0 | 0 | 0 | 0 | 0.047943 | 6.2911e-05 | 3.8046e-05 | 1014108.6875 | 1.4407 | 0.0018905 | 0.0011433 | 30474389.5 | 0 | 0 | 0 | 0
0 | FullServiceRestaurant | NECB2020 | CAN_QC_Montreal-Trudeau.Intl.AP.716270_CWEC2016.epw | NaturalGas | NECB_Default | NECB_Default | 1 | NECB_Default | NECB_Default | NECB_Default | NECB_Default | NECB_Default | NECB_Default | 0.247 | NECB_Default | NECB_Default | NECB_Default | NECB_Default | NECB_Default | NECB_Default | NECB_Default | NECB_Default | NECB_Default | NECB_Default | NECB_Default | NECB_Default | NECB_Default | NECB_Default | NECB_Default | NECB_Default | NECB_Default | NECB_Default | NECB_Default | NECB_Default | NECB_Default | NECB_Default | NECB_Default | NECB_Default | NECB_Default | NECB_Default | NECB_Default | NECB_Default | NECB_Default | NECB_Default | NECB_Default | NECB_Default | NECB_Default | NECB_Default | NECB_Default | NECB_Default | NECB_Default | NECB_Default | NECB_Default | NECB_Default | sensitivity | b7ff65b4-3e45-42f7-93d0-51a7ad911324 | 5afcf5d1-c030-4cdc-872e-fe91b20ee7a9 | sensitivity_example | local_docker | TRUE | b7ff65b4-3e45-42f7-93d0-51a7ad911324 | :adv_dx_units: NECB_Default :airloop_economizer_type: NECB_Default :algorithm_type: sensitivity :analysis_id: 5afcf5d1-c030-4cdc-872e-fe91b20ee7a9 :analysis_name: sensitivity_example :baseline_system_zones_map_option: NECB_Default :boiler_eff: NECB_Default :building_type: FullServiceRestaurant :chiller_type: NECB_Default :compute_environment: local_docker :datapoint_id: b7ff65b4-3e45-42f7-93d0-51a7ad911324 :daylighting_type: NECB_Default :dcv_type: NECB_Default :door_construction_cond: NECB_Default :ecm_system_name: NECB_Default :electrical_loads_scale: NECB_Default :epw_file: CAN_QC_Montreal-Trudeau.Intl.AP.716270_CWEC2016.epw :erv_package: NECB_Default :ext_floor_cond: NECB_Default :ext_roof_cond: NECB_Default :ext_wall_cond: '0.247' :fdwr_set: NECB_Default :fixed_wind_solar_trans: NECB_Default :fixed_window_cond: NECB_Default :furnace_eff: NECB_Default :glass_door_cond: NECB_Default :glass_door_solar_trans: NECB_Default :ground_floor_cond: NECB_Default :ground_roof_cond: NECB_Default :ground_wall_cond: NECB_Default :infiltration_scale: NECB_Default :job_id: b7ff65b4-3e45-42f7-93d0-51a7ad911324 :lights_scale: '1.0' :lights_type: NECB_Default :npv_discount_rate: NECB_Default :npv_end_year: NECB_Default :npv_start_year: NECB_Default :nv_delta_temp_in_out: NECB_Default :nv_opening_fraction: NECB_Default :nv_temp_out_min: NECB_Default :nv_type: NECB_Default :oa_scale: NECB_Default :occupancy_loads_scale: NECB_Default :output_meters: [] :output_variables: - frequency: hourly key: '*' operation: '*' unit: '*' variable: Zone Air Temperature - frequency: hourly key: '*' operation: sum unit: GJ variable: Lights Total Heating Energy :overhead_door_cond: NECB_Default :primary_heating_fuel: NaturalGas :pv_ground_azimuth_angle: NECB_Default :pv_ground_module_description: NECB_Default :pv_ground_tilt_angle: NECB_Default :pv_ground_total_area_pv_panels_m2: NECB_Default :pv_ground_type: NECB_Default :rotation_degrees: NECB_Default :run_annual_simulation: true :scale_x: NECB_Default :scale_y: NECB_Default :scale_z: NECB_Default :scenario: :ext_wall_cond :shw_eff: NECB_Default :shw_scale: NECB_Default :skylight_cond: NECB_Default :skylight_solar_trans: NECB_Default :srr_set: NECB_Default :template: NECB2020 | file:///C:\Users\plopez\btap_batch\output\sensitivity_example\sensitivity\runs\b7ff65b4-3e45-42f7-93d0-51a7ad911324 | docker run --rm -v C:\Users\plopez\btap_batch\output\sensitivity_example\sensitivity\runs:/btap_costing/utilities/btap_cli/output -v C:\Users\plopez\btap_batch\output\sensitivity_example\sensitivity\runs\b7ff65b4-3e45-42f7-93d0-51a7ad911324:/btap_costing/utilities/btap_cli/input phylroy_lopez_btap_cli bundle exec ruby btap_cli.rb | SUCCEEDED | 163.2805 | 2.0717 | 0.0027185 | 0.001644 | 43820674 | 0 | 0 | 0 | 0 | 280.5276 | 127.1371 | 511.15 | 845.2233 | 37.3 | FullServiceRestaurant |  |  | 0 | FullServiceRestaurant | 1 |  | 1 | NECB2020 | 0.35004 | 2414.6632 | 24.7513 | 243.8267 | 51.9362 | 84.3566 | 0 | 16.2621 | 0 | 616.7129 | 220.3314 | MONTREAL | QUEBEC | 0.1939 | 41.5613 | 0 | 41.7552 | 11.8133 | 11.3746 | 0 | 23.1879 | 0 | 0.051687 | 0 | 0 | 0.43523 | 0.1147 | 0.045525 | 0.63985 | 0.067182 | 0.15395 | 0.84132 | 0.0021911 | 1.2766 | 0.20147 | 42.7594 | 264.6755 | Natural Gas | 37.3 | 0.757 | [5 empty] | 0.138 | 0.247 | 1.73 |  | 0 | 0 | Montreal-Trudeau Intl AP | CAN | 323 | 4090 | 45.471 | -73.741 | 6 | 4400 | QC | CAN_QC_Montreal-Trudeau.Intl.AP.716270_CWEC2016.epw | 1.2766 | 1023.7263 | 24.7513 | 0 | 7.6254 | 17.7108 | FALSE | FALSE | FALSE | TRUE | 12.385 | 16.0737 | -1 | 0 | 0 | 0 | 102.98 | 44.149 | 1.0279 | 0.023283 | 375.71 | 0.1 | 2023-08-22 13:59:55 -0400 | 8b8e2b3c9 | 0.4.0 | 1.2766 | 31.67 | 24 | 0 | 0 | 0.047943 | 6.2911e-05 | 3.8046e-05 | 1014108.6875 | 1.4406 | 0.0018904 | 0.0011432 | 30472789.5 | 0 | 0 | 0 | 0 | 121 | 0 | 0 | 0 |  | :ext_wall_cond | 0 | 0 | 0 | 0 | 0 | 0 | 0 | 0 | 0 | 0 | 0 | 0 | 0 | -0.1 | non_compliant | -0.1 | -0.2 | 31.67 | 24 | 2.0718 | 0.0027186 | 0.0016441 | 43822978 | 0 | 0 | 0 | 0 | 0.047943 | 6.2911e-05 | 3.8046e-05 | 1014108.6875 | 1.4407 | 0.0018905 | 0.0011433 | 30474389.5 | 0 | 0 | 0 | 0
0 | FullServiceRestaurant | NECB2020 | CAN_QC_Montreal-Trudeau.Intl.AP.716270_CWEC2016.epw | NaturalGas | NECB_Default | NECB_Default | 1 | NECB_Default | NECB_Default | NECB_Default | NECB_Default | NECB_Default | NECB_Default | NECB_Default | NECB_Default | NECB_Default | NECB_Default | NECB_Default | NECB_Default | NECB_Default | NECB_Default | NECB_Default | NECB_Default | NECB_Default | NECB_Default | NECB_Default | NECB_Default | NECB_Default | NECB_Default | NECB_Default | NECB_Default | NECB_Default | NECB_Default | NECB_Default | NECB_Default | NECB_Default | NECB_Default | NECB_Default | NECB_Default | NECB_Default | NECB_Default | NECB_Default | NECB_Default | NECB_Default | NECB_Default | NECB_Default | NECB_Default | NECB_Default | NECB_Default | NECB_Default | NECB_Default | NECB_Default | NECB_Default | NECB_Default | sensitivity | b8cec391-b68d-43c0-9a3a-76343c012979 | 5afcf5d1-c030-4cdc-872e-fe91b20ee7a9 | sensitivity_example | local_docker | TRUE | b8cec391-b68d-43c0-9a3a-76343c012979 | :adv_dx_units: NECB_Default :airloop_economizer_type: NECB_Default :algorithm_type: sensitivity :analysis_id: 5afcf5d1-c030-4cdc-872e-fe91b20ee7a9 :analysis_name: sensitivity_example :baseline_system_zones_map_option: NECB_Default :boiler_eff: NECB_Default :building_type: FullServiceRestaurant :chiller_type: NECB_Default :compute_environment: local_docker :datapoint_id: b8cec391-b68d-43c0-9a3a-76343c012979 :daylighting_type: NECB_Default :dcv_type: NECB_Default :door_construction_cond: NECB_Default :ecm_system_name: NECB_Default :electrical_loads_scale: NECB_Default :epw_file: CAN_QC_Montreal-Trudeau.Intl.AP.716270_CWEC2016.epw :erv_package: NECB_Default :ext_floor_cond: NECB_Default :ext_roof_cond: NECB_Default :ext_wall_cond: NECB_Default :fdwr_set: NECB_Default :fixed_wind_solar_trans: NECB_Default :fixed_window_cond: NECB_Default :furnace_eff: NECB_Default :glass_door_cond: NECB_Default :glass_door_solar_trans: NECB_Default :ground_floor_cond: NECB_Default :ground_roof_cond: NECB_Default :ground_wall_cond: NECB_Default :infiltration_scale: NECB_Default :job_id: b8cec391-b68d-43c0-9a3a-76343c012979 :lights_scale: '1.0' :lights_type: NECB_Default :npv_discount_rate: NECB_Default :npv_end_year: NECB_Default :npv_start_year: NECB_Default :nv_delta_temp_in_out: NECB_Default :nv_opening_fraction: NECB_Default :nv_temp_out_min: NECB_Default :nv_type: NECB_Default :oa_scale: NECB_Default :occupancy_loads_scale: NECB_Default :output_meters: [] :output_variables: - frequency: hourly key: '*' operation: '*' unit: '*' variable: Zone Air Temperature - frequency: hourly key: '*' operation: sum unit: GJ variable: Lights Total Heating Energy :overhead_door_cond: NECB_Default :primary_heating_fuel: NaturalGas :pv_ground_azimuth_angle: NECB_Default :pv_ground_module_description: NECB_Default :pv_ground_tilt_angle: NECB_Default :pv_ground_total_area_pv_panels_m2: NECB_Default :pv_ground_type: NECB_Default :rotation_degrees: NECB_Default :run_annual_simulation: true :scale_x: NECB_Default :scale_y: NECB_Default :scale_z: NECB_Default :scenario: :glass_door_cond :shw_eff: NECB_Default :shw_scale: NECB_Default :skylight_cond: NECB_Default :skylight_solar_trans: NECB_Default :srr_set: NECB_Default :template: NECB2020 | file:///C:\Users\plopez\btap_batch\output\sensitivity_example\sensitivity\runs\b8cec391-b68d-43c0-9a3a-76343c012979 | docker run --rm -v C:\Users\plopez\btap_batch\output\sensitivity_example\sensitivity\runs:/btap_costing/utilities/btap_cli/output -v C:\Users\plopez\btap_batch\output\sensitivity_example\sensitivity\runs\b8cec391-b68d-43c0-9a3a-76343c012979:/btap_costing/utilities/btap_cli/input phylroy_lopez_btap_cli bundle exec ruby btap_cli.rb | SUCCEEDED | 144.545 | 2.0718 | 0.0027186 | 0.0016441 | 43822978 | 0 | 0 | 0 | 0 | 280.2993 | 126.9414 | 511.15 | 845.2233 | 37.3 | FullServiceRestaurant |  |  | 0 | FullServiceRestaurant | 1 |  | 1 | NECB2020 | 0.35004 | 2414.6632 | 24.7499 | 243.8499 | 51.9362 | 84.3566 | 0 | 16.2621 | 0 | 616.7259 | 220.3211 | MONTREAL | QUEBEC | 0.1939 | 41.5198 | 0 | 41.7137 | 11.8133 | 11.3633 | 0 | 23.1766 | 0 | 0.051707 | 0 | 0 | 0.43525 | 0.1147 | 0.045525 | 0.63901 | 0.067182 | 0.15395 | 0.84048 | 0.0021911 | 1.2757 | 0.20147 | 42.7574 | 264.4869 | Natural Gas | 37.3 | 0.757 | [5 empty] | 0.138 | 0.24 | 1.73 |  | 0 | 0 | Montreal-Trudeau Intl AP | CAN | 323 | 4090 | 45.471 | -73.741 | 6 | 4400 | QC | CAN_QC_Montreal-Trudeau.Intl.AP.716270_CWEC2016.epw | 1.2757 | 1023.5227 | 24.7499 | 0 | 7.6253 | 17.711 | FALSE | FALSE | FALSE | TRUE | 12.385 | 16.0738 | -1 | 0 | 0 | 0 | 102.98 | 44.149 | 1.0279 | 0.023283 | 375.71 | 0.1 | 2023-08-22 14:02:27 -0400 | 8b8e2b3c9 | 0.4.0 | 1.2757 | 31.67 | 24 | 0 | 0 | 0.047943 | 6.2911e-05 | 3.8046e-05 | 1014108.6875 | 1.4407 | 0.0018905 | 0.0011433 | 30474389.5 | 0 | 0 | 0 | 0 | 121 | 0 | 0 | 0 |  | :glass_door_cond | 0 | 0 | 0 | 0 | 0 | 0 | 0 | 0 | 0 | 0 | 0 | 0 | 0 | 0 | tier_1 | 0 | 0 | 31.67 | 24 | 2.0718 | 0.0027186 | 0.0016441 | 43822978 | 0 | 0 | 0 | 0 | 0.047943 | 6.2911e-05 | 3.8046e-05 | 1014108.6875 | 1.4407 | 0.0018905 | 0.0011433 | 30474389.5 | 0 | 0 | 0 | 0
0 | FullServiceRestaurant | NECB2020 | CAN_QC_Montreal-Trudeau.Intl.AP.716270_CWEC2016.epw | NaturalGas | NECB_Default | NECB_Default | 1 | NECB_Default | NECB_Default | NECB_Default | NECB_Default | NECB_Default | NECB_Default | NECB_Default | NECB_Default | 0.193 | NECB_Default | NECB_Default | NECB_Default | NECB_Default | NECB_Default | NECB_Default | NECB_Default | NECB_Default | NECB_Default | NECB_Default | NECB_Default | NECB_Default | NECB_Default | NECB_Default | NECB_Default | NECB_Default | NECB_Default | NECB_Default | NECB_Default | NECB_Default | NECB_Default | NECB_Default | NECB_Default | NECB_Default | NECB_Default | NECB_Default | NECB_Default | NECB_Default | NECB_Default | NECB_Default | NECB_Default | NECB_Default | NECB_Default | NECB_Default | NECB_Default | NECB_Default | NECB_Default | NECB_Default | sensitivity | b9b9fa98-9617-44c3-bf18-c46894468ca1 | 5afcf5d1-c030-4cdc-872e-fe91b20ee7a9 | sensitivity_example | local_docker | TRUE | b9b9fa98-9617-44c3-bf18-c46894468ca1 | :adv_dx_units: NECB_Default :airloop_economizer_type: NECB_Default :algorithm_type: sensitivity :analysis_id: 5afcf5d1-c030-4cdc-872e-fe91b20ee7a9 :analysis_name: sensitivity_example :baseline_system_zones_map_option: NECB_Default :boiler_eff: NECB_Default :building_type: FullServiceRestaurant :chiller_type: NECB_Default :compute_environment: local_docker :datapoint_id: b9b9fa98-9617-44c3-bf18-c46894468ca1 :daylighting_type: NECB_Default :dcv_type: NECB_Default :door_construction_cond: NECB_Default :ecm_system_name: NECB_Default :electrical_loads_scale: NECB_Default :epw_file: CAN_QC_Montreal-Trudeau.Intl.AP.716270_CWEC2016.epw :erv_package: NECB_Default :ext_floor_cond: NECB_Default :ext_roof_cond: '0.193' :ext_wall_cond: NECB_Default :fdwr_set: NECB_Default :fixed_wind_solar_trans: NECB_Default :fixed_window_cond: NECB_Default :furnace_eff: NECB_Default :glass_door_cond: NECB_Default :glass_door_solar_trans: NECB_Default :ground_floor_cond: NECB_Default :ground_roof_cond: NECB_Default :ground_wall_cond: NECB_Default :infiltration_scale: NECB_Default :job_id: b9b9fa98-9617-44c3-bf18-c46894468ca1 :lights_scale: '1.0' :lights_type: NECB_Default :npv_discount_rate: NECB_Default :npv_end_year: NECB_Default :npv_start_year: NECB_Default :nv_delta_temp_in_out: NECB_Default :nv_opening_fraction: NECB_Default :nv_temp_out_min: NECB_Default :nv_type: NECB_Default :oa_scale: NECB_Default :occupancy_loads_scale: NECB_Default :output_meters: [] :output_variables: - frequency: hourly key: '*' operation: '*' unit: '*' variable: Zone Air Temperature - frequency: hourly key: '*' operation: sum unit: GJ variable: Lights Total Heating Energy :overhead_door_cond: NECB_Default :primary_heating_fuel: NaturalGas :pv_ground_azimuth_angle: NECB_Default :pv_ground_module_description: NECB_Default :pv_ground_tilt_angle: NECB_Default :pv_ground_total_area_pv_panels_m2: NECB_Default :pv_ground_type: NECB_Default :rotation_degrees: NECB_Default :run_annual_simulation: true :scale_x: NECB_Default :scale_y: NECB_Default :scale_z: NECB_Default :scenario: :ext_roof_cond :shw_eff: NECB_Default :shw_scale: NECB_Default :skylight_cond: NECB_Default :skylight_solar_trans: NECB_Default :srr_set: NECB_Default :template: NECB2020 | file:///C:\Users\plopez\btap_batch\output\sensitivity_example\sensitivity\runs\b9b9fa98-9617-44c3-bf18-c46894468ca1 | docker run --rm -v C:\Users\plopez\btap_batch\output\sensitivity_example\sensitivity\runs:/btap_costing/utilities/btap_cli/output -v C:\Users\plopez\btap_batch\output\sensitivity_example\sensitivity\runs\b9b9fa98-9617-44c3-bf18-c46894468ca1:/btap_costing/utilities/btap_cli/input phylroy_lopez_btap_cli bundle exec ruby btap_cli.rb | SUCCEEDED | 146.2859 | 2.0706 | 0.002717 | 0.0016431 | 43797802 | 0 | 0 | 0 | 0 | 284.5436 | 130.2781 | 511.15 | 845.2233 | 37.3 | FullServiceRestaurant |  |  | 0 | FullServiceRestaurant | 1 |  | 1 | NECB2020 | 0.35004 | 2414.6632 | 24.812 | 239.9495 | 52.2467 | 84.3566 | 0 | 16.2621 | 0 | 613.6623 | 220.8474 | MONTREAL | QUEBEC | 0.19435 | 42.2253 | 0 | 42.4196 | 11.8404 | 11.5563 | 0 | 23.3967 | 0 | 0.05202 | 0 | 0 | 0.43625 | 0.11517 | 0.045525 | 0.65329 | 0.067182 | 0.15395 | 0.85476 | 0.0024063 | 1.291 | 0.20147 | 42.8468 | 269.4289 | Natural Gas | 37.3 | 0.757 | [5 empty] | 0.193 | 0.24 | 1.73 |  | 0 | 0 | Montreal-Trudeau Intl AP | CAN | 323 | 4090 | 45.471 | -73.741 | 6 | 4400 | QC | CAN_QC_Montreal-Trudeau.Intl.AP.716270_CWEC2016.epw | 1.291 | 1024.6863 | 24.812 | 0 | 7.6253 | 17.711 | FALSE | FALSE | FALSE | TRUE | 12.385 | 16.0738 | -1 | 0 | 0 | 0 | 102.98 | 44.149 | 1.0279 | 0.023283 | 375.71 | 0.1 | 2023-08-22 14:02:07 -0400 | 8b8e2b3c9 | 0.4.0 | 1.291 | 29.83 | 22.83 | 0 | 0 | 0.047943 | 6.2911e-05 | 3.8046e-05 | 1014108.6875 | 1.4399 | 0.0018894 | 0.0011426 | 30456885.5 | 0 | 0 | 0 | 0 | 121 | 0 | 0 | 0 |  | :ext_roof_cond | -0.2 | 0 | 0 | 0 | 3.9 | -0.3 | 0 | 0 | 0 | 0 | -0.5 | 3.1 | -0.2 | -1.2 | non_compliant | -1.7 | -1.2 | 31.67 | 24 | 2.0718 | 0.0027186 | 0.0016441 | 43822978 | 0 | 0 | 0 | 0 | 0.047943 | 6.2911e-05 | 3.8046e-05 | 1014108.6875 | 1.4407 | 0.0018905 | 0.0011433 | 30474389.5 | 0 | 0 | 0 | 0
0 | FullServiceRestaurant | NECB2020 | CAN_QC_Montreal-Trudeau.Intl.AP.716270_CWEC2016.epw | NaturalGas | NECB_Default | NECB_Default | 1 | NECB_Default | NECB_Default | NECB_Default | NECB_Default | NECB_Default | NECB_Default | NECB_Default | NECB_Default | NECB_Default | NECB_Default | NECB_Default | NECB_Default | 1.6 | NECB_Default | NECB_Default | NECB_Default | NECB_Default | NECB_Default | NECB_Default | NECB_Default | NECB_Default | NECB_Default | NECB_Default | NECB_Default | NECB_Default | NECB_Default | NECB_Default | NECB_Default | NECB_Default | NECB_Default | NECB_Default | NECB_Default | NECB_Default | NECB_Default | NECB_Default | NECB_Default | NECB_Default | NECB_Default | NECB_Default | NECB_Default | NECB_Default | NECB_Default | NECB_Default | NECB_Default | NECB_Default | NECB_Default | NECB_Default | sensitivity | ba9ead2b-6b60-41d6-ba5b-db4c1f1050ca | 5afcf5d1-c030-4cdc-872e-fe91b20ee7a9 | sensitivity_example | local_docker | TRUE | ba9ead2b-6b60-41d6-ba5b-db4c1f1050ca | :adv_dx_units: NECB_Default :airloop_economizer_type: NECB_Default :algorithm_type: sensitivity :analysis_id: 5afcf5d1-c030-4cdc-872e-fe91b20ee7a9 :analysis_name: sensitivity_example :baseline_system_zones_map_option: NECB_Default :boiler_eff: NECB_Default :building_type: FullServiceRestaurant :chiller_type: NECB_Default :compute_environment: local_docker :datapoint_id: ba9ead2b-6b60-41d6-ba5b-db4c1f1050ca :daylighting_type: NECB_Default :dcv_type: NECB_Default :door_construction_cond: '1.6' :ecm_system_name: NECB_Default :electrical_loads_scale: NECB_Default :epw_file: CAN_QC_Montreal-Trudeau.Intl.AP.716270_CWEC2016.epw :erv_package: NECB_Default :ext_floor_cond: NECB_Default :ext_roof_cond: NECB_Default :ext_wall_cond: NECB_Default :fdwr_set: NECB_Default :fixed_wind_solar_trans: NECB_Default :fixed_window_cond: NECB_Default :furnace_eff: NECB_Default :glass_door_cond: NECB_Default :glass_door_solar_trans: NECB_Default :ground_floor_cond: NECB_Default :ground_roof_cond: NECB_Default :ground_wall_cond: NECB_Default :infiltration_scale: NECB_Default :job_id: ba9ead2b-6b60-41d6-ba5b-db4c1f1050ca :lights_scale: '1.0' :lights_type: NECB_Default :npv_discount_rate: NECB_Default :npv_end_year: NECB_Default :npv_start_year: NECB_Default :nv_delta_temp_in_out: NECB_Default :nv_opening_fraction: NECB_Default :nv_temp_out_min: NECB_Default :nv_type: NECB_Default :oa_scale: NECB_Default :occupancy_loads_scale: NECB_Default :output_meters: [] :output_variables: - frequency: hourly key: '*' operation: '*' unit: '*' variable: Zone Air Temperature - frequency: hourly key: '*' operation: sum unit: GJ variable: Lights Total Heating Energy :overhead_door_cond: NECB_Default :primary_heating_fuel: NaturalGas :pv_ground_azimuth_angle: NECB_Default :pv_ground_module_description: NECB_Default :pv_ground_tilt_angle: NECB_Default :pv_ground_total_area_pv_panels_m2: NECB_Default :pv_ground_type: NECB_Default :rotation_degrees: NECB_Default :run_annual_simulation: true :scale_x: NECB_Default :scale_y: NECB_Default :scale_z: NECB_Default :scenario: :door_construction_cond :shw_eff: NECB_Default :shw_scale: NECB_Default :skylight_cond: NECB_Default :skylight_solar_trans: NECB_Default :srr_set: NECB_Default :template: NECB2020 | file:///C:\Users\plopez\btap_batch\output\sensitivity_example\sensitivity\runs\ba9ead2b-6b60-41d6-ba5b-db4c1f1050ca | docker run --rm -v C:\Users\plopez\btap_batch\output\sensitivity_example\sensitivity\runs:/btap_costing/utilities/btap_cli/output -v C:\Users\plopez\btap_batch\output\sensitivity_example\sensitivity\runs\ba9ead2b-6b60-41d6-ba5b-db4c1f1050ca:/btap_costing/utilities/btap_cli/input phylroy_lopez_btap_cli bundle exec ruby btap_cli.rb | SUCCEEDED | 143.3722 | 2.0718 | 0.0027186 | 0.0016441 | 43822978 | 0 | 0 | 0 | 0 | 280.2993 | 126.9414 | 511.15 | 845.2233 | 37.3 | FullServiceRestaurant |  |  | 0 | FullServiceRestaurant | 1 |  | 1 | NECB2020 | 0.35004 | 2414.6632 | 24.7499 | 243.8499 | 51.9362 | 84.3566 | 0 | 16.2621 | 0 | 616.7259 | 220.3211 | MONTREAL | QUEBEC | 0.1939 | 41.5198 | 0 | 41.7137 | 11.8133 | 11.3633 | 0 | 23.1766 | 0 | 0.051707 | 0 | 0 | 0.43525 | 0.1147 | 0.045525 | 0.63901 | 0.067182 | 0.15395 | 0.84048 | 0.0021911 | 1.2757 | 0.20147 | 42.7574 | 264.4869 | Natural Gas | 37.3 | 0.757 | [5 empty] | 0.138 | 0.24 | 1.73 |  | 0 | 0 | Montreal-Trudeau Intl AP | CAN | 323 | 4090 | 45.471 | -73.741 | 6 | 4400 | QC | CAN_QC_Montreal-Trudeau.Intl.AP.716270_CWEC2016.epw | 1.2757 | 1023.5227 | 24.7499 | 0 | 7.6253 | 17.711 | FALSE | FALSE | FALSE | TRUE | 12.385 | 16.0738 | -1 | 0 | 0 | 0 | 102.98 | 44.149 | 1.0279 | 0.023283 | 375.71 | 0.1 | 2023-08-22 14:02:23 -0400 | 8b8e2b3c9 | 0.4.0 | 1.2757 | 31.67 | 24 | 0 | 0 | 0.047943 | 6.2911e-05 | 3.8046e-05 | 1014108.6875 | 1.4407 | 0.0018905 | 0.0011433 | 30474389.5 | 0 | 0 | 0 | 0 | 121 | 0 | 0 | 0 |  | :door_construction_cond | 0 | 0 | 0 | 0 | 0 | 0 | 0 | 0 | 0 | 0 | 0 | 0 | 0 | 0 | tier_1 | 0 | 0 | 31.67 | 24 | 2.0718 | 0.0027186 | 0.0016441 | 43822978 | 0 | 0 | 0 | 0 | 0.047943 | 6.2911e-05 | 3.8046e-05 | 1014108.6875 | 1.4407 | 0.0018905 | 0.0011433 | 30474389.5 | 0 | 0 | 0 | 0
0 | FullServiceRestaurant | NECB2020 | CAN_QC_Montreal-Trudeau.Intl.AP.716270_CWEC2016.epw | NaturalGas | NECB_Default | NECB_Default | 1 | NECB_Default | HS12_ASHP_Baseboard | NECB_Default | NECB_Default | NECB_Default | NECB_Default | NECB_Default | NECB_Default | NECB_Default | NECB_Default | NECB_Default | NECB_Default | NECB_Default | NECB_Default | NECB_Default | NECB_Default | NECB_Default | NECB_Default | NECB_Default | NECB_Default | NECB_Default | NECB_Default | NECB_Default | NECB_Default | NECB_Default | NECB_Default | NECB_Default | NECB_Default | NECB_Default | NECB_Default | NECB_Default | NECB_Default | NECB_Default | NECB_Default | NECB_Default | NECB_Default | NECB_Default | NECB_Default | NECB_Default | NECB_Default | NECB_Default | NECB_Default | NECB_Default | NECB_Default | NECB_Default | NECB_Default | NECB_Default | sensitivity | bc062a93-41ab-4fa2-98ac-8bc6be3ce04a | 5afcf5d1-c030-4cdc-872e-fe91b20ee7a9 | sensitivity_example | local_docker | TRUE | bc062a93-41ab-4fa2-98ac-8bc6be3ce04a | :adv_dx_units: NECB_Default :airloop_economizer_type: NECB_Default :algorithm_type: sensitivity :analysis_id: 5afcf5d1-c030-4cdc-872e-fe91b20ee7a9 :analysis_name: sensitivity_example :baseline_system_zones_map_option: NECB_Default :boiler_eff: NECB_Default :building_type: FullServiceRestaurant :chiller_type: NECB_Default :compute_environment: local_docker :datapoint_id: bc062a93-41ab-4fa2-98ac-8bc6be3ce04a :daylighting_type: NECB_Default :dcv_type: NECB_Default :door_construction_cond: NECB_Default :ecm_system_name: HS12_ASHP_Baseboard :electrical_loads_scale: NECB_Default :epw_file: CAN_QC_Montreal-Trudeau.Intl.AP.716270_CWEC2016.epw :erv_package: NECB_Default :ext_floor_cond: NECB_Default :ext_roof_cond: NECB_Default :ext_wall_cond: NECB_Default :fdwr_set: NECB_Default :fixed_wind_solar_trans: NECB_Default :fixed_window_cond: NECB_Default :furnace_eff: NECB_Default :glass_door_cond: NECB_Default :glass_door_solar_trans: NECB_Default :ground_floor_cond: NECB_Default :ground_roof_cond: NECB_Default :ground_wall_cond: NECB_Default :infiltration_scale: NECB_Default :job_id: bc062a93-41ab-4fa2-98ac-8bc6be3ce04a :lights_scale: '1.0' :lights_type: NECB_Default :npv_discount_rate: NECB_Default :npv_end_year: NECB_Default :npv_start_year: NECB_Default :nv_delta_temp_in_out: NECB_Default :nv_opening_fraction: NECB_Default :nv_temp_out_min: NECB_Default :nv_type: NECB_Default :oa_scale: NECB_Default :occupancy_loads_scale: NECB_Default :output_meters: [] :output_variables: - frequency: hourly key: '*' operation: '*' unit: '*' variable: Zone Air Temperature - frequency: hourly key: '*' operation: sum unit: GJ variable: Lights Total Heating Energy :overhead_door_cond: NECB_Default :primary_heating_fuel: NaturalGas :pv_ground_azimuth_angle: NECB_Default :pv_ground_module_description: NECB_Default :pv_ground_tilt_angle: NECB_Default :pv_ground_total_area_pv_panels_m2: NECB_Default :pv_ground_type: NECB_Default :rotation_degrees: NECB_Default :run_annual_simulation: true :scale_x: NECB_Default :scale_y: NECB_Default :scale_z: NECB_Default :scenario: :ecm_system_name :shw_eff: NECB_Default :shw_scale: NECB_Default :skylight_cond: NECB_Default :skylight_solar_trans: NECB_Default :srr_set: NECB_Default :template: NECB2020 | file:///C:\Users\plopez\btap_batch\output\sensitivity_example\sensitivity\runs\bc062a93-41ab-4fa2-98ac-8bc6be3ce04a | docker run --rm -v C:\Users\plopez\btap_batch\output\sensitivity_example\sensitivity\runs:/btap_costing/utilities/btap_cli/output -v C:\Users\plopez\btap_batch\output\sensitivity_example\sensitivity\runs\bc062a93-41ab-4fa2-98ac-8bc6be3ce04a:/btap_costing/utilities/btap_cli/input phylroy_lopez_btap_cli bundle exec ruby btap_cli.rb | SUCCEEDED | 167.5899 | 2.0707 | 0.0027172 | 0.0016432 | 43800170 | 0 | 0 | 0 | 0 | 204.1638 | 124.621 | 511.15 | 845.2233 | 37.3 | FullServiceRestaurant |  |  | 0 | FullServiceRestaurant | 1 |  | 1 | NECB2020 | 0.35004 | 2414.6632 | 28.6507 | 243.8499 | 51.9362 | 84.3566 | 0 | 16.2621 | 0 | 729.0169 | 332.6122 | MONTREAL | QUEBEC | 0.25809 | 20.8618 | 0 | 21.1199 | 15.7238 | 5.7095 | 0 | 21.4334 | 0 | 0.054074 | 0 | 0 | 0.57934 | 0.11548 | 0.045525 | 0.36308 | 0.067182 | 0.15395 | 0.4223 | 0.00078255 | 1.0016 | 0.20157 | 55.1526 | 261.5656 | Natural Gas | 37.3 | 0.757 | [5 empty] | 0.138 | 0.24 | 1.73 |  | 0 | 39.2056 | Montreal-Trudeau Intl AP | CAN | 323 | 4090 | 45.471 | -73.741 | 6 | 4400 | QC | CAN_QC_Montreal-Trudeau.Intl.AP.716270_CWEC2016.epw | 1.0017 | 1084.7835 | 28.6507 | 39.2056 | 7.6253 | 17.7111 | FALSE | FALSE | FALSE | FALSE | 12.385 | 16.0739 | -1 | 0 | 0 | 0 | 103.03 | 44.149 | 1.0279 | 0.023283 | 375.71 | 0.1 | 2023-08-22 13:59:55 -0400 | 8b8e2b3c9 | 0.4.0 | 1.0016 | 29.33 | 22 | 0 | 0 | 0.047943 | 6.2911e-05 | 3.8046e-05 | 1014108.6875 | 1.44 | 0.0018895 | 0.0011427 | 30458529.5 | 0 | 0 | 0 | 0 | 127 | 0 | 0 | 0 |  | :ecm_system_name | 1.7 | -0.1 | 0.4 | 0 | 0 | 0 | 0 | 0 | 0 | 0 | -112.3 | -112.3 | -29 | 21.5 | tier_1 | 49.4 | -61.3 | 31.67 | 24 | 2.0718 | 0.0027186 | 0.0016441 | 43822978 | 0 | 0 | 0 | 0 | 0.047943 | 6.2911e-05 | 3.8046e-05 | 1014108.6875 | 1.4407 | 0.0018905 | 0.0011433 | 30474389.5 | 0 | 0 | 0 | 0
0 | FullServiceRestaurant | NECB2020 | CAN_QC_Montreal-Trudeau.Intl.AP.716270_CWEC2016.epw | NaturalGas | NECB_Default | NECB_Default | 1 | NECB_Default | NECB_Default | NECB_Default | NECB 88% Efficient Condensing Boiler | NECB_Default | NECB_Default | NECB_Default | NECB_Default | NECB_Default | NECB_Default | NECB_Default | NECB_Default | NECB_Default | NECB_Default | NECB_Default | NECB_Default | NECB_Default | NECB_Default | NECB_Default | NECB_Default | NECB_Default | NECB_Default | NECB_Default | NECB_Default | NECB_Default | NECB_Default | NECB_Default | NECB_Default | NECB_Default | NECB_Default | NECB_Default | NECB_Default | NECB_Default | NECB_Default | NECB_Default | NECB_Default | NECB_Default | NECB_Default | NECB_Default | NECB_Default | NECB_Default | NECB_Default | NECB_Default | NECB_Default | NECB_Default | NECB_Default | NECB_Default | sensitivity | bc912b27-c481-40d9-8623-b24b49b69cb2 | 5afcf5d1-c030-4cdc-872e-fe91b20ee7a9 | sensitivity_example | local_docker | TRUE | bc912b27-c481-40d9-8623-b24b49b69cb2 | :adv_dx_units: NECB_Default :airloop_economizer_type: NECB_Default :algorithm_type: sensitivity :analysis_id: 5afcf5d1-c030-4cdc-872e-fe91b20ee7a9 :analysis_name: sensitivity_example :baseline_system_zones_map_option: NECB_Default :boiler_eff: NECB 88% Efficient Condensing Boiler :building_type: FullServiceRestaurant :chiller_type: NECB_Default :compute_environment: local_docker :datapoint_id: bc912b27-c481-40d9-8623-b24b49b69cb2 :daylighting_type: NECB_Default :dcv_type: NECB_Default :door_construction_cond: NECB_Default :ecm_system_name: NECB_Default :electrical_loads_scale: NECB_Default :epw_file: CAN_QC_Montreal-Trudeau.Intl.AP.716270_CWEC2016.epw :erv_package: NECB_Default :ext_floor_cond: NECB_Default :ext_roof_cond: NECB_Default :ext_wall_cond: NECB_Default :fdwr_set: NECB_Default :fixed_wind_solar_trans: NECB_Default :fixed_window_cond: NECB_Default :furnace_eff: NECB_Default :glass_door_cond: NECB_Default :glass_door_solar_trans: NECB_Default :ground_floor_cond: NECB_Default :ground_roof_cond: NECB_Default :ground_wall_cond: NECB_Default :infiltration_scale: NECB_Default :job_id: bc912b27-c481-40d9-8623-b24b49b69cb2 :lights_scale: '1.0' :lights_type: NECB_Default :npv_discount_rate: NECB_Default :npv_end_year: NECB_Default :npv_start_year: NECB_Default :nv_delta_temp_in_out: NECB_Default :nv_opening_fraction: NECB_Default :nv_temp_out_min: NECB_Default :nv_type: NECB_Default :oa_scale: NECB_Default :occupancy_loads_scale: NECB_Default :output_meters: [] :output_variables: - frequency: hourly key: '*' operation: '*' unit: '*' variable: Zone Air Temperature - frequency: hourly key: '*' operation: sum unit: GJ variable: Lights Total Heating Energy :overhead_door_cond: NECB_Default :primary_heating_fuel: NaturalGas :pv_ground_azimuth_angle: NECB_Default :pv_ground_module_description: NECB_Default :pv_ground_tilt_angle: NECB_Default :pv_ground_total_area_pv_panels_m2: NECB_Default :pv_ground_type: NECB_Default :rotation_degrees: NECB_Default :run_annual_simulation: true :scale_x: NECB_Default :scale_y: NECB_Default :scale_z: NECB_Default :scenario: :boiler_eff :shw_eff: NECB_Default :shw_scale: NECB_Default :skylight_cond: NECB_Default :skylight_solar_trans: NECB_Default :srr_set: NECB_Default :template: NECB2020 | file:///C:\Users\plopez\btap_batch\output\sensitivity_example\sensitivity\runs\bc912b27-c481-40d9-8623-b24b49b69cb2 | docker run --rm -v C:\Users\plopez\btap_batch\output\sensitivity_example\sensitivity\runs:/btap_costing/utilities/btap_cli/output -v C:\Users\plopez\btap_batch\output\sensitivity_example\sensitivity\runs\bc912b27-c481-40d9-8623-b24b49b69cb2:/btap_costing/utilities/btap_cli/input phylroy_lopez_btap_cli bundle exec ruby btap_cli.rb | SUCCEEDED | 152.1823 | 2.0718 | 0.0027186 | 0.0016441 | 43822978 | 0 | 0 | 0 | 0 | 280.7123 | 126.9414 | 511.15 | 845.2233 | 37.3 | FullServiceRestaurant |  |  | 0 | FullServiceRestaurant | 1 |  | 1 | NECB2020 | 0.35004 | 2414.6632 | 24.7499 | 243.8499 | 46.7958 | 84.3566 | 0 | 16.2621 | 0 | 611.5855 | 220.3211 | MONTREAL | QUEBEC | 0.1939 | 41.5942 | 0 | 41.7881 | 11.8133 | 11.3836 | 0 | 23.1969 | 0 | 0.051707 | 0 | 0 | 0.43525 | 0.1147 | 0.045525 | 0.6405 | 0.067182 | 0.15395 | 0.84196 | 0.0021911 | 1.2772 | 0.20147 | 42.7574 | 264.908 | Natural Gas | 37.3 | 0.757 | [5 empty] | 0.138 | 0.24 | 1.73 |  | 0 | 0 | Montreal-Trudeau Intl AP | CAN | 323 | 4090 | 45.471 | -73.741 | 6 | 4400 | QC | CAN_QC_Montreal-Trudeau.Intl.AP.716270_CWEC2016.epw | 1.2772 | 1018.7793 | 24.7499 | 0 | 7.6253 | 17.711 | FALSE | FALSE | FALSE | TRUE | 12.385 | 16.0738 | -1 | 0 | 0 | 0 | 102.98 | 44.149 | 1.0279 | 0.023283 | 375.71 | 0.1 | 2023-08-22 13:59:47 -0400 | 8b8e2b3c9 | 0.4.0 | 1.2772 | 31.67 | 24 | 0 | 0 | 0.047943 | 6.2911e-05 | 3.8046e-05 | 1014108.6875 | 1.4407 | 0.0018905 | 0.0011433 | 30474389.5 | 0 | 0 | 0 | 0 | 121 | 0 | 0 | 0 |  | :boiler_eff | 0 | 0 | 0 | 0 | 0 | 5.1 | 0 | 0 | 0 | 0 | 0 | 5.1 | 0 | -0.1 | non_compliant | -0.2 | 4.7 | 31.67 | 24 | 2.0718 | 0.0027186 | 0.0016441 | 43822978 | 0 | 0 | 0 | 0 | 0.047943 | 6.2911e-05 | 3.8046e-05 | 1014108.6875 | 1.4407 | 0.0018905 | 0.0011433 | 30474389.5 | 0 | 0 | 0 | 0
0 | FullServiceRestaurant | NECB2020 | CAN_QC_Montreal-Trudeau.Intl.AP.716270_CWEC2016.epw | NaturalGas | NECB_Default | NECB_Default | 1 | NECB_Default | NECB_Default | NECB_Default | NECB_Default | NECB_Default | NECB_Default | 0.314 | NECB_Default | NECB_Default | NECB_Default | NECB_Default | NECB_Default | NECB_Default | NECB_Default | NECB_Default | NECB_Default | NECB_Default | NECB_Default | NECB_Default | NECB_Default | NECB_Default | NECB_Default | NECB_Default | NECB_Default | NECB_Default | NECB_Default | NECB_Default | NECB_Default | NECB_Default | NECB_Default | NECB_Default | NECB_Default | NECB_Default | NECB_Default | NECB_Default | NECB_Default | NECB_Default | NECB_Default | NECB_Default | NECB_Default | NECB_Default | NECB_Default | NECB_Default | NECB_Default | NECB_Default | NECB_Default | NECB_Default | sensitivity | bebe9f19-a2cd-4fc8-8303-bf5a23ca85cb | 5afcf5d1-c030-4cdc-872e-fe91b20ee7a9 | sensitivity_example | local_docker | TRUE | bebe9f19-a2cd-4fc8-8303-bf5a23ca85cb | :adv_dx_units: NECB_Default :airloop_economizer_type: NECB_Default :algorithm_type: sensitivity :analysis_id: 5afcf5d1-c030-4cdc-872e-fe91b20ee7a9 :analysis_name: sensitivity_example :baseline_system_zones_map_option: NECB_Default :boiler_eff: NECB_Default :building_type: FullServiceRestaurant :chiller_type: NECB_Default :compute_environment: local_docker :datapoint_id: bebe9f19-a2cd-4fc8-8303-bf5a23ca85cb :daylighting_type: NECB_Default :dcv_type: NECB_Default :door_construction_cond: NECB_Default :ecm_system_name: NECB_Default :electrical_loads_scale: NECB_Default :epw_file: CAN_QC_Montreal-Trudeau.Intl.AP.716270_CWEC2016.epw :erv_package: NECB_Default :ext_floor_cond: NECB_Default :ext_roof_cond: NECB_Default :ext_wall_cond: '0.314' :fdwr_set: NECB_Default :fixed_wind_solar_trans: NECB_Default :fixed_window_cond: NECB_Default :furnace_eff: NECB_Default :glass_door_cond: NECB_Default :glass_door_solar_trans: NECB_Default :ground_floor_cond: NECB_Default :ground_roof_cond: NECB_Default :ground_wall_cond: NECB_Default :infiltration_scale: NECB_Default :job_id: bebe9f19-a2cd-4fc8-8303-bf5a23ca85cb :lights_scale: '1.0' :lights_type: NECB_Default :npv_discount_rate: NECB_Default :npv_end_year: NECB_Default :npv_start_year: NECB_Default :nv_delta_temp_in_out: NECB_Default :nv_opening_fraction: NECB_Default :nv_temp_out_min: NECB_Default :nv_type: NECB_Default :oa_scale: NECB_Default :occupancy_loads_scale: NECB_Default :output_meters: [] :output_variables: - frequency: hourly key: '*' operation: '*' unit: '*' variable: Zone Air Temperature - frequency: hourly key: '*' operation: sum unit: GJ variable: Lights Total Heating Energy :overhead_door_cond: NECB_Default :primary_heating_fuel: NaturalGas :pv_ground_azimuth_angle: NECB_Default :pv_ground_module_description: NECB_Default :pv_ground_tilt_angle: NECB_Default :pv_ground_total_area_pv_panels_m2: NECB_Default :pv_ground_type: NECB_Default :rotation_degrees: NECB_Default :run_annual_simulation: true :scale_x: NECB_Default :scale_y: NECB_Default :scale_z: NECB_Default :scenario: :ext_wall_cond :shw_eff: NECB_Default :shw_scale: NECB_Default :skylight_cond: NECB_Default :skylight_solar_trans: NECB_Default :srr_set: NECB_Default :template: NECB2020 | file:///C:\Users\plopez\btap_batch\output\sensitivity_example\sensitivity\runs\bebe9f19-a2cd-4fc8-8303-bf5a23ca85cb | docker run --rm -v C:\Users\plopez\btap_batch\output\sensitivity_example\sensitivity\runs:/btap_costing/utilities/btap_cli/output -v C:\Users\plopez\btap_batch\output\sensitivity_example\sensitivity\runs\bebe9f19-a2cd-4fc8-8303-bf5a23ca85cb:/btap_costing/utilities/btap_cli/input phylroy_lopez_btap_cli bundle exec ruby btap_cli.rb | SUCCEEDED | 163.1285 | 2.0712 | 0.0027179 | 0.0016437 | 43811858 | 0 | 0 | 0 | 0 | 282.4187 | 128.7185 | 511.15 | 845.2233 | 37.3 | FullServiceRestaurant |  |  | 0 | FullServiceRestaurant | 1 |  | 1 | NECB2020 | 0.35004 | 2414.6632 | 24.7634 | 243.2557 | 52.1432 | 84.3566 | 0 | 16.2621 | 0 | 616.4449 | 220.4272 | MONTREAL | QUEBEC | 0.19394 | 41.8938 | 0 | 42.0877 | 11.8154 | 11.4656 | 0 | 23.2811 | 0 | 0.051629 | 0 | 0 | 0.43531 | 0.11474 | 0.045525 | 0.64658 | 0.067182 | 0.15395 | 0.84805 | 0.002289 | 1.2834 | 0.20147 | 42.7764 | 268.2049 | Natural Gas | 37.3 | 0.757 | [5 empty] | 0.138 | 0.314 | 1.73 |  | 0 | 0 | Montreal-Trudeau Intl AP | CAN | 323 | 4090 | 45.471 | -73.741 | 6 | 4400 | QC | CAN_QC_Montreal-Trudeau.Intl.AP.716270_CWEC2016.epw | 1.2834 | 1025.2857 | 24.7634 | 0 | 7.6254 | 17.7108 | FALSE | FALSE | FALSE | TRUE | 12.385 | 16.0737 | -1 | 0 | 0 | 0 | 102.98 | 44.149 | 1.0279 | 0.023283 | 375.71 | 0.1 | 2023-08-22 13:59:56 -0400 | 8b8e2b3c9 | 0.4.0 | 1.2834 | 31.5 | 24 | 0 | 0 | 0.047943 | 6.2911e-05 | 3.8046e-05 | 1014108.6875 | 1.4403 | 0.00189 | 0.001143 | 30466659.5 | 0 | 0 | 0 | 0 | 121 | 0 | 0 | 0 |  | :ext_wall_cond | -0.1 | 0 | 0 | 0 | 0.6 | -0.2 | 0 | 0 | 0 | 0 | -0.1 | 0.3 | 0 | -0.6 | non_compliant | -0.9 | -1.8 | 31.67 | 24 | 2.0718 | 0.0027186 | 0.0016441 | 43822978 | 0 | 0 | 0 | 0 | 0.047943 | 6.2911e-05 | 3.8046e-05 | 1014108.6875 | 1.4407 | 0.0018905 | 0.0011433 | 30474389.5 | 0 | 0 | 0 | 0
0 | FullServiceRestaurant | NECB2020 | CAN_QC_Montreal-Trudeau.Intl.AP.716270_CWEC2016.epw | NaturalGas | NECB_Default | NECB_Default | 1 | NECB_Default | NECB_Default | NECB_Default | NECB_Default | NECB_Default | NECB_Default | NECB_Default | NECB_Default | NECB_Default | NECB_Default | NECB_Default | NECB_Default | NECB_Default | NECB_Default | NECB_Default | NECB_Default | NECB_Default | NECB_Default | NECB_Default | NECB_Default | NECB_Default | NECB_Default | NECB_Default | NECB_Default | NECB_Default | NECB_Default | NECB_Default | NECB_Default | NECB_Default | NECB_Default | NECB_Default | NECB_Default | NECB_Default | NECB_Default | NECB_Default | NECB_Default | NECB_Default | NECB_Default | NECB_Default | NECB_Default | NECB_Default | NECB_Default | NECB_Default | NECB_Default | NECB_Default | NECB_Default | NECB_Default | sensitivity | c0dfba13-aa96-4404-89e9-98a2d216a9cf | 5afcf5d1-c030-4cdc-872e-fe91b20ee7a9 | sensitivity_example | local_docker | TRUE | c0dfba13-aa96-4404-89e9-98a2d216a9cf | :adv_dx_units: NECB_Default :airloop_economizer_type: NECB_Default :algorithm_type: sensitivity :analysis_id: 5afcf5d1-c030-4cdc-872e-fe91b20ee7a9 :analysis_name: sensitivity_example :baseline_system_zones_map_option: NECB_Default :boiler_eff: NECB_Default :building_type: FullServiceRestaurant :chiller_type: NECB_Default :compute_environment: local_docker :datapoint_id: c0dfba13-aa96-4404-89e9-98a2d216a9cf :daylighting_type: NECB_Default :dcv_type: NECB_Default :door_construction_cond: NECB_Default :ecm_system_name: NECB_Default :electrical_loads_scale: NECB_Default :epw_file: CAN_QC_Montreal-Trudeau.Intl.AP.716270_CWEC2016.epw :erv_package: NECB_Default :ext_floor_cond: NECB_Default :ext_roof_cond: NECB_Default :ext_wall_cond: NECB_Default :fdwr_set: NECB_Default :fixed_wind_solar_trans: NECB_Default :fixed_window_cond: NECB_Default :furnace_eff: NECB_Default :glass_door_cond: NECB_Default :glass_door_solar_trans: NECB_Default :ground_floor_cond: NECB_Default :ground_roof_cond: NECB_Default :ground_wall_cond: NECB_Default :infiltration_scale: NECB_Default :job_id: c0dfba13-aa96-4404-89e9-98a2d216a9cf :lights_scale: '1.0' :lights_type: NECB_Default :npv_discount_rate: NECB_Default :npv_end_year: NECB_Default :npv_start_year: NECB_Default :nv_delta_temp_in_out: NECB_Default :nv_opening_fraction: NECB_Default :nv_temp_out_min: NECB_Default :nv_type: NECB_Default :oa_scale: NECB_Default :occupancy_loads_scale: NECB_Default :output_meters: [] :output_variables: - frequency: hourly key: '*' operation: '*' unit: '*' variable: Zone Air Temperature - frequency: hourly key: '*' operation: sum unit: GJ variable: Lights Total Heating Energy :overhead_door_cond: NECB_Default :primary_heating_fuel: NaturalGas :pv_ground_azimuth_angle: NECB_Default :pv_ground_module_description: NECB_Default :pv_ground_tilt_angle: NECB_Default :pv_ground_total_area_pv_panels_m2: NECB_Default :pv_ground_type: NECB_Default :rotation_degrees: NECB_Default :run_annual_simulation: true :scale_x: NECB_Default :scale_y: NECB_Default :scale_z: NECB_Default :scenario: :furnace_eff :shw_eff: NECB_Default :shw_scale: NECB_Default :skylight_cond: NECB_Default :skylight_solar_trans: NECB_Default :srr_set: NECB_Default :template: NECB2020 | file:///C:\Users\plopez\btap_batch\output\sensitivity_example\sensitivity\runs\c0dfba13-aa96-4404-89e9-98a2d216a9cf | docker run --rm -v C:\Users\plopez\btap_batch\output\sensitivity_example\sensitivity\runs:/btap_costing/utilities/btap_cli/output -v C:\Users\plopez\btap_batch\output\sensitivity_example\sensitivity\runs\c0dfba13-aa96-4404-89e9-98a2d216a9cf:/btap_costing/utilities/btap_cli/input phylroy_lopez_btap_cli bundle exec ruby btap_cli.rb | SUCCEEDED | 153.7343 | 2.0718 | 0.0027186 | 0.0016441 | 43822978 | 0 | 0 | 0 | 0 | 280.2993 | 126.9414 | 511.15 | 845.2233 | 37.3 | FullServiceRestaurant |  |  | 0 | FullServiceRestaurant | 1 |  | 1 | NECB2020 | 0.35004 | 2414.6632 | 24.7499 | 243.8499 | 51.9362 | 84.3566 | 0 | 16.2621 | 0 | 616.7259 | 220.3211 | MONTREAL | QUEBEC | 0.1939 | 41.5198 | 0 | 41.7137 | 11.8133 | 11.3633 | 0 | 23.1766 | 0 | 0.051707 | 0 | 0 | 0.43525 | 0.1147 | 0.045525 | 0.63901 | 0.067182 | 0.15395 | 0.84048 | 0.0021911 | 1.2757 | 0.20147 | 42.7574 | 264.4869 | Natural Gas | 37.3 | 0.757 | [5 empty] | 0.138 | 0.24 | 1.73 |  | 0 | 0 | Montreal-Trudeau Intl AP | CAN | 323 | 4090 | 45.471 | -73.741 | 6 | 4400 | QC | CAN_QC_Montreal-Trudeau.Intl.AP.716270_CWEC2016.epw | 1.2757 | 1023.5227 | 24.7499 | 0 | 7.6253 | 17.711 | FALSE | FALSE | FALSE | TRUE | 12.385 | 16.0738 | -1 | 0 | 0 | 0 | 102.98 | 44.149 | 1.0279 | 0.023283 | 375.71 | 0.1 | 2023-08-22 13:59:47 -0400 | 8b8e2b3c9 | 0.4.0 | 1.2757 | 31.67 | 24 | 0 | 0 | 0.047943 | 6.2911e-05 | 3.8046e-05 | 1014108.6875 | 1.4407 | 0.0018905 | 0.0011433 | 30474389.5 | 0 | 0 | 0 | 0 | 121 | 0 | 0 | 0 |  | :furnace_eff | 0 | 0 | 0 | 0 | 0 | 0 | 0 | 0 | 0 | 0 | 0 | 0 | 0 | 0 | tier_1 | 0 | 0 | 31.67 | 24 | 2.0718 | 0.0027186 | 0.0016441 | 43822978 | 0 | 0 | 0 | 0 | 0.047943 | 6.2911e-05 | 3.8046e-05 | 1014108.6875 | 1.4407 | 0.0018905 | 0.0011433 | 30474389.5 | 0 | 0 | 0 | 0
0 | FullServiceRestaurant | NECB2020 | CAN_QC_Montreal-Trudeau.Intl.AP.716270_CWEC2016.epw | NaturalGas | NECB_Default | NECB_Default | 1 | NECB_Default | NECB_Default | NECB_Default | NECB_Default | NECB_Default | NECB_Default | NECB_Default | NECB_Default | NECB_Default | NECB_Default | NECB_Default | NECB_Default | NECB_Default | NECB_Default | NECB_Default | NECB_Default | NECB_Default | NECB_Default | NECB_Default | NECB_Default | NECB_Default | NECB_Default | NECB_Default | NECB_Default | NECB_Default | NECB_Default | NECB_Default | NECB_Default | NECB_Default | NECB_Default | NECB_Default | NECB_Default | NECB_Default | NECB_Default | NECB_Default | NECB_Default | NECB_Default | NECB_Default | NECB_Default | NECB_Default | NECB_Default | NECB_Default | NECB_Default | NECB_Default | NECB_Default | NECB_Default | NECB_Default | sensitivity | c3416d73-4818-43c1-959a-83b2d55c3024 | 5afcf5d1-c030-4cdc-872e-fe91b20ee7a9 | sensitivity_example | local_docker | TRUE | c3416d73-4818-43c1-959a-83b2d55c3024 | :adv_dx_units: NECB_Default :airloop_economizer_type: NECB_Default :algorithm_type: sensitivity :analysis_id: 5afcf5d1-c030-4cdc-872e-fe91b20ee7a9 :analysis_name: sensitivity_example :baseline_system_zones_map_option: NECB_Default :boiler_eff: NECB_Default :building_type: FullServiceRestaurant :chiller_type: NECB_Default :compute_environment: local_docker :datapoint_id: c3416d73-4818-43c1-959a-83b2d55c3024 :daylighting_type: NECB_Default :dcv_type: NECB_Default :door_construction_cond: NECB_Default :ecm_system_name: NECB_Default :electrical_loads_scale: NECB_Default :epw_file: CAN_QC_Montreal-Trudeau.Intl.AP.716270_CWEC2016.epw :erv_package: NECB_Default :ext_floor_cond: NECB_Default :ext_roof_cond: NECB_Default :ext_wall_cond: NECB_Default :fdwr_set: NECB_Default :fixed_wind_solar_trans: NECB_Default :fixed_window_cond: NECB_Default :furnace_eff: NECB_Default :glass_door_cond: NECB_Default :glass_door_solar_trans: NECB_Default :ground_floor_cond: NECB_Default :ground_roof_cond: NECB_Default :ground_wall_cond: NECB_Default :infiltration_scale: NECB_Default :job_id: c3416d73-4818-43c1-959a-83b2d55c3024 :lights_scale: '1.0' :lights_type: NECB_Default :npv_discount_rate: NECB_Default :npv_end_year: NECB_Default :npv_start_year: NECB_Default :nv_delta_temp_in_out: NECB_Default :nv_opening_fraction: NECB_Default :nv_temp_out_min: NECB_Default :nv_type: NECB_Default :oa_scale: NECB_Default :occupancy_loads_scale: NECB_Default :output_meters: [] :output_variables: - frequency: hourly key: '*' operation: '*' unit: '*' variable: Zone Air Temperature - frequency: hourly key: '*' operation: sum unit: GJ variable: Lights Total Heating Energy :overhead_door_cond: NECB_Default :primary_heating_fuel: NaturalGas :pv_ground_azimuth_angle: NECB_Default :pv_ground_module_description: NECB_Default :pv_ground_tilt_angle: NECB_Default :pv_ground_total_area_pv_panels_m2: NECB_Default :pv_ground_type: NECB_Default :rotation_degrees: NECB_Default :run_annual_simulation: true :scale_x: NECB_Default :scale_y: NECB_Default :scale_z: NECB_Default :scenario: :fixed_window_cond :shw_eff: NECB_Default :shw_scale: NECB_Default :skylight_cond: NECB_Default :skylight_solar_trans: NECB_Default :srr_set: NECB_Default :template: NECB2020 | file:///C:\Users\plopez\btap_batch\output\sensitivity_example\sensitivity\runs\c3416d73-4818-43c1-959a-83b2d55c3024 | docker run --rm -v C:\Users\plopez\btap_batch\output\sensitivity_example\sensitivity\runs:/btap_costing/utilities/btap_cli/output -v C:\Users\plopez\btap_batch\output\sensitivity_example\sensitivity\runs\c3416d73-4818-43c1-959a-83b2d55c3024:/btap_costing/utilities/btap_cli/input phylroy_lopez_btap_cli bundle exec ruby btap_cli.rb | SUCCEEDED | 147.7058 | 2.0718 | 0.0027186 | 0.0016441 | 43822978 | 0 | 0 | 0 | 0 | 280.2993 | 126.9414 | 511.15 | 845.2233 | 37.3 | FullServiceRestaurant |  |  | 0 | FullServiceRestaurant | 1 |  | 1 | NECB2020 | 0.35004 | 2414.6632 | 24.7499 | 243.8499 | 51.9362 | 84.3566 | 0 | 16.2621 | 0 | 616.7259 | 220.3211 | MONTREAL | QUEBEC | 0.1939 | 41.5198 | 0 | 41.7137 | 11.8133 | 11.3633 | 0 | 23.1766 | 0 | 0.051707 | 0 | 0 | 0.43525 | 0.1147 | 0.045525 | 0.63901 | 0.067182 | 0.15395 | 0.84048 | 0.0021911 | 1.2757 | 0.20147 | 42.7574 | 264.4869 | Natural Gas | 37.3 | 0.757 | [5 empty] | 0.138 | 0.24 | 1.73 |  | 0 | 0 | Montreal-Trudeau Intl AP | CAN | 323 | 4090 | 45.471 | -73.741 | 6 | 4400 | QC | CAN_QC_Montreal-Trudeau.Intl.AP.716270_CWEC2016.epw | 1.2757 | 1023.5227 | 24.7499 | 0 | 7.6253 | 17.711 | FALSE | FALSE | FALSE | TRUE | 12.385 | 16.0738 | -1 | 0 | 0 | 0 | 102.98 | 44.149 | 1.0279 | 0.023283 | 375.71 | 0.1 | 2023-08-22 14:02:27 -0400 | 8b8e2b3c9 | 0.4.0 | 1.2757 | 31.67 | 24 | 0 | 0 | 0.047943 | 6.2911e-05 | 3.8046e-05 | 1014108.6875 | 1.4407 | 0.0018905 | 0.0011433 | 30474389.5 | 0 | 0 | 0 | 0 | 121 | 0 | 0 | 0 |  | :fixed_window_cond | 0 | 0 | 0 | 0 | 0 | 0 | 0 | 0 | 0 | 0 | 0 | 0 | 0 | 0 | tier_1 | 0 | 0 | 31.67 | 24 | 2.0718 | 0.0027186 | 0.0016441 | 43822978 | 0 | 0 | 0 | 0 | 0.047943 | 6.2911e-05 | 3.8046e-05 | 1014108.6875 | 1.4407 | 0.0018905 | 0.0011433 | 30474389.5 | 0 | 0 | 0 | 0
0 | FullServiceRestaurant | NECB2020 | CAN_QC_Montreal-Trudeau.Intl.AP.716270_CWEC2016.epw | NaturalGas | NECB_Default | NECB_Default | 1 | NECB_Default | NECB_Default | NECB_Default | NECB_Default | NECB_Default | NECB_Default | NECB_Default | NECB_Default | NECB_Default | NECB_Default | NECB_Default | 0.379 | NECB_Default | NECB_Default | NECB_Default | NECB_Default | NECB_Default | NECB_Default | NECB_Default | NECB_Default | NECB_Default | NECB_Default | NECB_Default | NECB_Default | NECB_Default | NECB_Default | NECB_Default | NECB_Default | NECB_Default | NECB_Default | NECB_Default | NECB_Default | NECB_Default | NECB_Default | NECB_Default | NECB_Default | NECB_Default | NECB_Default | NECB_Default | NECB_Default | NECB_Default | NECB_Default | NECB_Default | NECB_Default | NECB_Default | NECB_Default | NECB_Default | sensitivity | c40262a3-0d3f-4905-9f33-011f48b167cc | 5afcf5d1-c030-4cdc-872e-fe91b20ee7a9 | sensitivity_example | local_docker | TRUE | c40262a3-0d3f-4905-9f33-011f48b167cc | :adv_dx_units: NECB_Default :airloop_economizer_type: NECB_Default :algorithm_type: sensitivity :analysis_id: 5afcf5d1-c030-4cdc-872e-fe91b20ee7a9 :analysis_name: sensitivity_example :baseline_system_zones_map_option: NECB_Default :boiler_eff: NECB_Default :building_type: FullServiceRestaurant :chiller_type: NECB_Default :compute_environment: local_docker :datapoint_id: c40262a3-0d3f-4905-9f33-011f48b167cc :daylighting_type: NECB_Default :dcv_type: NECB_Default :door_construction_cond: NECB_Default :ecm_system_name: NECB_Default :electrical_loads_scale: NECB_Default :epw_file: CAN_QC_Montreal-Trudeau.Intl.AP.716270_CWEC2016.epw :erv_package: NECB_Default :ext_floor_cond: NECB_Default :ext_roof_cond: NECB_Default :ext_wall_cond: NECB_Default :fdwr_set: NECB_Default :fixed_wind_solar_trans: NECB_Default :fixed_window_cond: NECB_Default :furnace_eff: NECB_Default :glass_door_cond: NECB_Default :glass_door_solar_trans: NECB_Default :ground_floor_cond: NECB_Default :ground_roof_cond: '0.379' :ground_wall_cond: NECB_Default :infiltration_scale: NECB_Default :job_id: c40262a3-0d3f-4905-9f33-011f48b167cc :lights_scale: '1.0' :lights_type: NECB_Default :npv_discount_rate: NECB_Default :npv_end_year: NECB_Default :npv_start_year: NECB_Default :nv_delta_temp_in_out: NECB_Default :nv_opening_fraction: NECB_Default :nv_temp_out_min: NECB_Default :nv_type: NECB_Default :oa_scale: NECB_Default :occupancy_loads_scale: NECB_Default :output_meters: [] :output_variables: - frequency: hourly key: '*' operation: '*' unit: '*' variable: Zone Air Temperature - frequency: hourly key: '*' operation: sum unit: GJ variable: Lights Total Heating Energy :overhead_door_cond: NECB_Default :primary_heating_fuel: NaturalGas :pv_ground_azimuth_angle: NECB_Default :pv_ground_module_description: NECB_Default :pv_ground_tilt_angle: NECB_Default :pv_ground_total_area_pv_panels_m2: NECB_Default :pv_ground_type: NECB_Default :rotation_degrees: NECB_Default :run_annual_simulation: true :scale_x: NECB_Default :scale_y: NECB_Default :scale_z: NECB_Default :scenario: :ground_roof_cond :shw_eff: NECB_Default :shw_scale: NECB_Default :skylight_cond: NECB_Default :skylight_solar_trans: NECB_Default :srr_set: NECB_Default :template: NECB2020 | file:///C:\Users\plopez\btap_batch\output\sensitivity_example\sensitivity\runs\c40262a3-0d3f-4905-9f33-011f48b167cc | docker run --rm -v C:\Users\plopez\btap_batch\output\sensitivity_example\sensitivity\runs:/btap_costing/utilities/btap_cli/output -v C:\Users\plopez\btap_batch\output\sensitivity_example\sensitivity\runs\c40262a3-0d3f-4905-9f33-011f48b167cc:/btap_costing/utilities/btap_cli/input phylroy_lopez_btap_cli bundle exec ruby btap_cli.rb | SUCCEEDED | 143.603 | 2.0718 | 0.0027186 | 0.0016441 | 43822978 | 0 | 0 | 0 | 0 | 280.2993 | 126.9414 | 511.15 | 845.2233 | 37.3 | FullServiceRestaurant |  |  | 0 | FullServiceRestaurant | 1 |  | 1 | NECB2020 | 0.35004 | 2414.6632 | 24.7499 | 243.8499 | 51.9362 | 84.3566 | 0 | 16.2621 | 0 | 616.7259 | 220.3211 | MONTREAL | QUEBEC | 0.1939 | 41.5198 | 0 | 41.7137 | 11.8133 | 11.3633 | 0 | 23.1766 | 0 | 0.051707 | 0 | 0 | 0.43525 | 0.1147 | 0.045525 | 0.63901 | 0.067182 | 0.15395 | 0.84048 | 0.0021911 | 1.2757 | 0.20147 | 42.7574 | 264.4869 | Natural Gas | 37.3 | 0.757 | [5 empty] | 0.138 | 0.24 | 1.73 |  | 0 | 0 | Montreal-Trudeau Intl AP | CAN | 323 | 4090 | 45.471 | -73.741 | 6 | 4400 | QC | CAN_QC_Montreal-Trudeau.Intl.AP.716270_CWEC2016.epw | 1.2757 | 1023.5227 | 24.7499 | 0 | 7.6253 | 17.711 | FALSE | FALSE | FALSE | TRUE | 12.385 | 16.0738 | -1 | 0 | 0 | 0 | 102.98 | 44.149 | 1.0279 | 0.023283 | 375.71 | 0.1 | 2023-08-22 14:02:20 -0400 | 8b8e2b3c9 | 0.4.0 | 1.2757 | 31.67 | 24 | 0 | 0 | 0.047943 | 6.2911e-05 | 3.8046e-05 | 1014108.6875 | 1.4407 | 0.0018905 | 0.0011433 | 30474389.5 | 0 | 0 | 0 | 0 | 121 | 0 | 0 | 0 |  | :ground_roof_cond | 0 | 0 | 0 | 0 | 0 | 0 | 0 | 0 | 0 | 0 | 0 | 0 | 0 | 0 | tier_1 | 0 | 0 | 31.67 | 24 | 2.0718 | 0.0027186 | 0.0016441 | 43822978 | 0 | 0 | 0 | 0 | 0.047943 | 6.2911e-05 | 3.8046e-05 | 1014108.6875 | 1.4407 | 0.0018905 | 0.0011433 | 30474389.5 | 0 | 0 | 0 | 0
0 | FullServiceRestaurant | NECB2020 | CAN_QC_Montreal-Trudeau.Intl.AP.716270_CWEC2016.epw | NaturalGas | NECB_Default | NECB_Default | 1 | NECB_Default | NECB_Default | NECB_Default | NECB_Default | NECB_Default | NECB_Default | NECB_Default | NECB_Default | NECB_Default | NECB_Default | NECB_Default | NECB_Default | NECB_Default | NECB_Default | NECB_Default | NECB_Default | NECB_Default | NECB_Default | NECB_Default | NECB_Default | NECB_Default | NECB_Default | NECB_Default | NECB_Default | NECB_Default | NECB_Default | NECB_Default | NECB_Default | NECB_Default | NECB_Default | NECB_Default | NECB_Default | NECB_Default | NECB_Default | NECB_Default | NECB_Default | NECB_Default | NECB_Default | NECB_Default | NECB_Default | NECB_Default | NECB_Default | NECB_Default | NECB_Default | NECB_Default | NECB_Default | NECB_Default | sensitivity | c579e304-3e48-41ec-8811-d2589a933ff2 | 5afcf5d1-c030-4cdc-872e-fe91b20ee7a9 | sensitivity_example | local_docker | TRUE | c579e304-3e48-41ec-8811-d2589a933ff2 | :adv_dx_units: NECB_Default :airloop_economizer_type: NECB_Default :algorithm_type: sensitivity :analysis_id: 5afcf5d1-c030-4cdc-872e-fe91b20ee7a9 :analysis_name: sensitivity_example :baseline_system_zones_map_option: NECB_Default :boiler_eff: NECB_Default :building_type: FullServiceRestaurant :chiller_type: NECB_Default :compute_environment: local_docker :datapoint_id: c579e304-3e48-41ec-8811-d2589a933ff2 :daylighting_type: NECB_Default :dcv_type: NECB_Default :door_construction_cond: NECB_Default :ecm_system_name: NECB_Default :electrical_loads_scale: NECB_Default :epw_file: CAN_QC_Montreal-Trudeau.Intl.AP.716270_CWEC2016.epw :erv_package: NECB_Default :ext_floor_cond: NECB_Default :ext_roof_cond: NECB_Default :ext_wall_cond: NECB_Default :fdwr_set: NECB_Default :fixed_wind_solar_trans: NECB_Default :fixed_window_cond: NECB_Default :furnace_eff: NECB_Default :glass_door_cond: NECB_Default :glass_door_solar_trans: NECB_Default :ground_floor_cond: NECB_Default :ground_roof_cond: NECB_Default :ground_wall_cond: NECB_Default :infiltration_scale: NECB_Default :job_id: c579e304-3e48-41ec-8811-d2589a933ff2 :lights_scale: '1.0' :lights_type: NECB_Default :npv_discount_rate: NECB_Default :npv_end_year: NECB_Default :npv_start_year: NECB_Default :nv_delta_temp_in_out: NECB_Default :nv_opening_fraction: NECB_Default :nv_temp_out_min: NECB_Default :nv_type: NECB_Default :oa_scale: NECB_Default :occupancy_loads_scale: NECB_Default :output_meters: [] :output_variables: - frequency: hourly key: '*' operation: '*' unit: '*' variable: Zone Air Temperature - frequency: hourly key: '*' operation: sum unit: GJ variable: Lights Total Heating Energy :overhead_door_cond: NECB_Default :primary_heating_fuel: NaturalGas :pv_ground_azimuth_angle: NECB_Default :pv_ground_module_description: NECB_Default :pv_ground_tilt_angle: NECB_Default :pv_ground_total_area_pv_panels_m2: NECB_Default :pv_ground_type: NECB_Default :rotation_degrees: NECB_Default :run_annual_simulation: true :scale_x: NECB_Default :scale_y: NECB_Default :scale_z: NECB_Default :scenario: :chiller_type :shw_eff: NECB_Default :shw_scale: NECB_Default :skylight_cond: NECB_Default :skylight_solar_trans: NECB_Default :srr_set: NECB_Default :template: NECB2020 | file:///C:\Users\plopez\btap_batch\output\sensitivity_example\sensitivity\runs\c579e304-3e48-41ec-8811-d2589a933ff2 | docker run --rm -v C:\Users\plopez\btap_batch\output\sensitivity_example\sensitivity\runs:/btap_costing/utilities/btap_cli/output -v C:\Users\plopez\btap_batch\output\sensitivity_example\sensitivity\runs\c579e304-3e48-41ec-8811-d2589a933ff2:/btap_costing/utilities/btap_cli/input phylroy_lopez_btap_cli bundle exec ruby btap_cli.rb | SUCCEEDED | 127.4942 | 2.0718 | 0.0027186 | 0.0016441 | 43822978 | 0 | 0 | 0 | 0 | 280.2993 | 126.9414 | 511.15 | 845.2233 | 37.3 | FullServiceRestaurant |  |  | 0 | FullServiceRestaurant | 1 |  | 1 | NECB2020 | 0.35004 | 2414.6632 | 24.7499 | 243.8499 | 51.9362 | 84.3566 | 0 | 16.2621 | 0 | 616.7259 | 220.3211 | MONTREAL | QUEBEC | 0.1939 | 41.5198 | 0 | 41.7137 | 11.8133 | 11.3633 | 0 | 23.1766 | 0 | 0.051707 | 0 | 0 | 0.43525 | 0.1147 | 0.045525 | 0.63901 | 0.067182 | 0.15395 | 0.84048 | 0.0021911 | 1.2757 | 0.20147 | 42.7574 | 264.4869 | Natural Gas | 37.3 | 0.757 | [5 empty] | 0.138 | 0.24 | 1.73 |  | 0 | 0 | Montreal-Trudeau Intl AP | CAN | 323 | 4090 | 45.471 | -73.741 | 6 | 4400 | QC | CAN_QC_Montreal-Trudeau.Intl.AP.716270_CWEC2016.epw | 1.2757 | 1023.5227 | 24.7499 | 0 | 7.6253 | 17.711 | FALSE | FALSE | FALSE | TRUE | 12.385 | 16.0738 | -1 | 0 | 0 | 0 | 102.98 | 44.149 | 1.0279 | 0.023283 | 375.71 | 0.1 | 2023-08-22 14:04:38 -0400 | 8b8e2b3c9 | 0.4.0 | 1.2757 | 31.67 | 24 | 0 | 0 | 0.047943 | 6.2911e-05 | 3.8046e-05 | 1014108.6875 | 1.4407 | 0.0018905 | 0.0011433 | 30474389.5 | 0 | 0 | 0 | 0 | 121 | 0 | 0 | 0 |  | :chiller_type | 0 | 0 | 0 | 0 | 0 | 0 | 0 | 0 | 0 | 0 | 0 | 0 | 0 | 0 | tier_1 | 0 | 0 | 31.67 | 24 | 2.0718 | 0.0027186 | 0.0016441 | 43822978 | 0 | 0 | 0 | 0 | 0.047943 | 6.2911e-05 | 3.8046e-05 | 1014108.6875 | 1.4407 | 0.0018905 | 0.0011433 | 30474389.5 | 0 | 0 | 0 | 0
0 | FullServiceRestaurant | NECB2020 | CAN_QC_Montreal-Trudeau.Intl.AP.716270_CWEC2016.epw | NaturalGas | NECB_Default | NECB_Default | 1 | NECB_Default | NECB_Default | NECB_Default | NECB_Default | NECB_Default | NECB_Default | NECB_Default | NECB_Default | NECB_Default | NECB_Default | NECB_Default | NECB_Default | NECB_Default | NECB_Default | 2.4 | NECB_Default | NECB_Default | NECB_Default | NECB_Default | NECB_Default | NECB_Default | NECB_Default | NECB_Default | NECB_Default | NECB_Default | NECB_Default | NECB_Default | NECB_Default | NECB_Default | NECB_Default | NECB_Default | NECB_Default | NECB_Default | NECB_Default | NECB_Default | NECB_Default | NECB_Default | NECB_Default | NECB_Default | NECB_Default | NECB_Default | NECB_Default | NECB_Default | NECB_Default | NECB_Default | NECB_Default | NECB_Default | sensitivity | c6dd4ee8-37ea-4caa-9745-231701ac3d93 | 5afcf5d1-c030-4cdc-872e-fe91b20ee7a9 | sensitivity_example | local_docker | TRUE | c6dd4ee8-37ea-4caa-9745-231701ac3d93 | :adv_dx_units: NECB_Default :airloop_economizer_type: NECB_Default :algorithm_type: sensitivity :analysis_id: 5afcf5d1-c030-4cdc-872e-fe91b20ee7a9 :analysis_name: sensitivity_example :baseline_system_zones_map_option: NECB_Default :boiler_eff: NECB_Default :building_type: FullServiceRestaurant :chiller_type: NECB_Default :compute_environment: local_docker :datapoint_id: c6dd4ee8-37ea-4caa-9745-231701ac3d93 :daylighting_type: NECB_Default :dcv_type: NECB_Default :door_construction_cond: NECB_Default :ecm_system_name: NECB_Default :electrical_loads_scale: NECB_Default :epw_file: CAN_QC_Montreal-Trudeau.Intl.AP.716270_CWEC2016.epw :erv_package: NECB_Default :ext_floor_cond: NECB_Default :ext_roof_cond: NECB_Default :ext_wall_cond: NECB_Default :fdwr_set: NECB_Default :fixed_wind_solar_trans: NECB_Default :fixed_window_cond: NECB_Default :furnace_eff: NECB_Default :glass_door_cond: '2.4' :glass_door_solar_trans: NECB_Default :ground_floor_cond: NECB_Default :ground_roof_cond: NECB_Default :ground_wall_cond: NECB_Default :infiltration_scale: NECB_Default :job_id: c6dd4ee8-37ea-4caa-9745-231701ac3d93 :lights_scale: '1.0' :lights_type: NECB_Default :npv_discount_rate: NECB_Default :npv_end_year: NECB_Default :npv_start_year: NECB_Default :nv_delta_temp_in_out: NECB_Default :nv_opening_fraction: NECB_Default :nv_temp_out_min: NECB_Default :nv_type: NECB_Default :oa_scale: NECB_Default :occupancy_loads_scale: NECB_Default :output_meters: [] :output_variables: - frequency: hourly key: '*' operation: '*' unit: '*' variable: Zone Air Temperature - frequency: hourly key: '*' operation: sum unit: GJ variable: Lights Total Heating Energy :overhead_door_cond: NECB_Default :primary_heating_fuel: NaturalGas :pv_ground_azimuth_angle: NECB_Default :pv_ground_module_description: NECB_Default :pv_ground_tilt_angle: NECB_Default :pv_ground_total_area_pv_panels_m2: NECB_Default :pv_ground_type: NECB_Default :rotation_degrees: NECB_Default :run_annual_simulation: true :scale_x: NECB_Default :scale_y: NECB_Default :scale_z: NECB_Default :scenario: :glass_door_cond :shw_eff: NECB_Default :shw_scale: NECB_Default :skylight_cond: NECB_Default :skylight_solar_trans: NECB_Default :srr_set: NECB_Default :template: NECB2020 | file:///C:\Users\plopez\btap_batch\output\sensitivity_example\sensitivity\runs\c6dd4ee8-37ea-4caa-9745-231701ac3d93 | docker run --rm -v C:\Users\plopez\btap_batch\output\sensitivity_example\sensitivity\runs:/btap_costing/utilities/btap_cli/output -v C:\Users\plopez\btap_batch\output\sensitivity_example\sensitivity\runs\c6dd4ee8-37ea-4caa-9745-231701ac3d93:/btap_costing/utilities/btap_cli/input phylroy_lopez_btap_cli bundle exec ruby btap_cli.rb | SUCCEEDED | 144.6311 | 2.0718 | 0.0027186 | 0.0016441 | 43822978 | 0 | 0 | 0 | 0 | 280.2993 | 126.9414 | 511.15 | 845.2233 | 37.3 | FullServiceRestaurant |  |  | 0 | FullServiceRestaurant | 1 |  | 1 | NECB2020 | 0.35004 | 2414.6632 | 24.7499 | 243.8499 | 51.9362 | 84.3566 | 0 | 16.2621 | 0 | 616.7259 | 220.3211 | MONTREAL | QUEBEC | 0.1939 | 41.5198 | 0 | 41.7137 | 11.8133 | 11.3633 | 0 | 23.1766 | 0 | 0.051707 | 0 | 0 | 0.43525 | 0.1147 | 0.045525 | 0.63901 | 0.067182 | 0.15395 | 0.84048 | 0.0021911 | 1.2757 | 0.20147 | 42.7574 | 264.4869 | Natural Gas | 37.3 | 0.757 | [5 empty] | 0.138 | 0.24 | 1.73 |  | 0 | 0 | Montreal-Trudeau Intl AP | CAN | 323 | 4090 | 45.471 | -73.741 | 6 | 4400 | QC | CAN_QC_Montreal-Trudeau.Intl.AP.716270_CWEC2016.epw | 1.2757 | 1023.5227 | 24.7499 | 0 | 7.6253 | 17.711 | FALSE | FALSE | FALSE | TRUE | 12.385 | 16.0738 | -1 | 0 | 0 | 0 | 102.98 | 44.149 | 1.0279 | 0.023283 | 375.71 | 0.1 | 2023-08-22 14:02:27 -0400 | 8b8e2b3c9 | 0.4.0 | 1.2757 | 31.67 | 24 | 0 | 0 | 0.047943 | 6.2911e-05 | 3.8046e-05 | 1014108.6875 | 1.4407 | 0.0018905 | 0.0011433 | 30474389.5 | 0 | 0 | 0 | 0 | 121 | 0 | 0 | 0 |  | :glass_door_cond | 0 | 0 | 0 | 0 | 0 | 0 | 0 | 0 | 0 | 0 | 0 | 0 | 0 | 0 | tier_1 | 0 | 0 | 31.67 | 24 | 2.0718 | 0.0027186 | 0.0016441 | 43822978 | 0 | 0 | 0 | 0 | 0.047943 | 6.2911e-05 | 3.8046e-05 | 1014108.6875 | 1.4407 | 0.0018905 | 0.0011433 | 30474389.5 | 0 | 0 | 0 | 0
0 | FullServiceRestaurant | NECB2020 | CAN_QC_Montreal-Trudeau.Intl.AP.716270_CWEC2016.epw | NaturalGas | NECB_Default | NECB_Default | 1 | NECB_Default | NECB_Default | NECB_Default | NECB_Default | NECB_Default | NECB_Default | NECB_Default | NECB_Default | NECB_Default | NECB_Default | NECB_Default | NECB_Default | NECB_Default | NECB_Default | NECB_Default | NECB_Default | NECB_Default | NECB_Default | NECB_Default | NECB_Default | NECB_Default | NECB_Default | NECB_Default | NECB_Default | NECB_Default | NECB_Default | NECB_Default | NECB_Default | NECB_Default | NECB_Default | NECB_Default | NECB_Default | NECB_Default | NECB_Default | NECB_Default | NECB_Default | NECB_Default | NECB_Default | NECB_Default | NECB_Default | NECB_Default | NECB_Default | NECB_Default | NECB_Default | NECB_Default | NECB_Default | NECB_Default | sensitivity | c7601703-82e8-4c10-b0ff-ad9e1d973785 | 5afcf5d1-c030-4cdc-872e-fe91b20ee7a9 | sensitivity_example | local_docker | TRUE | c7601703-82e8-4c10-b0ff-ad9e1d973785 | :adv_dx_units: NECB_Default :airloop_economizer_type: NECB_Default :algorithm_type: sensitivity :analysis_id: 5afcf5d1-c030-4cdc-872e-fe91b20ee7a9 :analysis_name: sensitivity_example :baseline_system_zones_map_option: NECB_Default :boiler_eff: NECB_Default :building_type: FullServiceRestaurant :chiller_type: NECB_Default :compute_environment: local_docker :datapoint_id: c7601703-82e8-4c10-b0ff-ad9e1d973785 :daylighting_type: NECB_Default :dcv_type: NECB_Default :door_construction_cond: NECB_Default :ecm_system_name: NECB_Default :electrical_loads_scale: NECB_Default :epw_file: CAN_QC_Montreal-Trudeau.Intl.AP.716270_CWEC2016.epw :erv_package: NECB_Default :ext_floor_cond: NECB_Default :ext_roof_cond: NECB_Default :ext_wall_cond: NECB_Default :fdwr_set: NECB_Default :fixed_wind_solar_trans: NECB_Default :fixed_window_cond: NECB_Default :furnace_eff: NECB_Default :glass_door_cond: NECB_Default :glass_door_solar_trans: NECB_Default :ground_floor_cond: NECB_Default :ground_roof_cond: NECB_Default :ground_wall_cond: NECB_Default :infiltration_scale: NECB_Default :job_id: c7601703-82e8-4c10-b0ff-ad9e1d973785 :lights_scale: '1.0' :lights_type: NECB_Default :npv_discount_rate: NECB_Default :npv_end_year: NECB_Default :npv_start_year: NECB_Default :nv_delta_temp_in_out: NECB_Default :nv_opening_fraction: NECB_Default :nv_temp_out_min: NECB_Default :nv_type: NECB_Default :oa_scale: NECB_Default :occupancy_loads_scale: NECB_Default :output_meters: [] :output_variables: - frequency: hourly key: '*' operation: '*' unit: '*' variable: Zone Air Temperature - frequency: hourly key: '*' operation: sum unit: GJ variable: Lights Total Heating Energy :overhead_door_cond: NECB_Default :primary_heating_fuel: NaturalGas :pv_ground_azimuth_angle: NECB_Default :pv_ground_module_description: NECB_Default :pv_ground_tilt_angle: NECB_Default :pv_ground_total_area_pv_panels_m2: NECB_Default :pv_ground_type: NECB_Default :rotation_degrees: NECB_Default :run_annual_simulation: true :scale_x: NECB_Default :scale_y: NECB_Default :scale_z: NECB_Default :scenario: :ecm_system_name :shw_eff: NECB_Default :shw_scale: NECB_Default :skylight_cond: NECB_Default :skylight_solar_trans: NECB_Default :srr_set: NECB_Default :template: NECB2020 | file:///C:\Users\plopez\btap_batch\output\sensitivity_example\sensitivity\runs\c7601703-82e8-4c10-b0ff-ad9e1d973785 | docker run --rm -v C:\Users\plopez\btap_batch\output\sensitivity_example\sensitivity\runs:/btap_costing/utilities/btap_cli/output -v C:\Users\plopez\btap_batch\output\sensitivity_example\sensitivity\runs\c7601703-82e8-4c10-b0ff-ad9e1d973785:/btap_costing/utilities/btap_cli/input phylroy_lopez_btap_cli bundle exec ruby btap_cli.rb | SUCCEEDED | 167.5893 | 2.0718 | 0.0027186 | 0.0016441 | 43822978 | 0 | 0 | 0 | 0 | 280.2993 | 126.9414 | 511.15 | 845.2233 | 37.3 | FullServiceRestaurant |  |  | 0 | FullServiceRestaurant | 1 |  | 1 | NECB2020 | 0.35004 | 2414.6632 | 24.7499 | 243.8499 | 51.9362 | 84.3566 | 0 | 16.2621 | 0 | 616.7259 | 220.3211 | MONTREAL | QUEBEC | 0.1939 | 41.5198 | 0 | 41.7137 | 11.8133 | 11.3633 | 0 | 23.1766 | 0 | 0.051707 | 0 | 0 | 0.43525 | 0.1147 | 0.045525 | 0.63901 | 0.067182 | 0.15395 | 0.84048 | 0.0021911 | 1.2757 | 0.20147 | 42.7574 | 264.4869 | Natural Gas | 37.3 | 0.757 | [5 empty] | 0.138 | 0.24 | 1.73 |  | 0 | 0 | Montreal-Trudeau Intl AP | CAN | 323 | 4090 | 45.471 | -73.741 | 6 | 4400 | QC | CAN_QC_Montreal-Trudeau.Intl.AP.716270_CWEC2016.epw | 1.2757 | 1023.5227 | 24.7499 | 0 | 7.6253 | 17.711 | FALSE | FALSE | FALSE | TRUE | 12.385 | 16.0738 | -1 | 0 | 0 | 0 | 102.98 | 44.149 | 1.0279 | 0.023283 | 375.71 | 0.1 | 2023-08-22 13:59:54 -0400 | 8b8e2b3c9 | 0.4.0 | 1.2757 | 31.67 | 24 | 0 | 0 | 0.047943 | 6.2911e-05 | 3.8046e-05 | 1014108.6875 | 1.4407 | 0.0018905 | 0.0011433 | 30474389.5 | 0 | 0 | 0 | 0 | 121 | 0 | 0 | 0 |  | :ecm_system_name | 0 | 0 | 0 | 0 | 0 | 0 | 0 | 0 | 0 | 0 | 0 | 0 | 0 | 0 | tier_1 | 0 | 0 | 31.67 | 24 | 2.0718 | 0.0027186 | 0.0016441 | 43822978 | 0 | 0 | 0 | 0 | 0.047943 | 6.2911e-05 | 3.8046e-05 | 1014108.6875 | 1.4407 | 0.0018905 | 0.0011433 | 30474389.5 | 0 | 0 | 0 | 0
0 | FullServiceRestaurant | NECB2020 | CAN_QC_Montreal-Trudeau.Intl.AP.716270_CWEC2016.epw | NaturalGas | NECB_Default | NECB_Default | 1 | NECB_Default | NECB_Default | NECB_Default | NECB_Default | NECB_Default | NECB_Default | NECB_Default | NECB_Default | NECB_Default | NECB_Default | NECB_Default | NECB_Default | NECB_Default | NECB_Default | NECB_Default | NECB_Default | 1.6 | NECB_Default | NECB_Default | NECB_Default | NECB_Default | NECB_Default | NECB_Default | NECB_Default | NECB_Default | NECB_Default | NECB_Default | NECB_Default | NECB_Default | NECB_Default | NECB_Default | NECB_Default | NECB_Default | NECB_Default | NECB_Default | NECB_Default | NECB_Default | NECB_Default | NECB_Default | NECB_Default | NECB_Default | NECB_Default | NECB_Default | NECB_Default | NECB_Default | NECB_Default | NECB_Default | sensitivity | c763bcd8-f4f7-4629-b5b7-fdf906c97bfd | 5afcf5d1-c030-4cdc-872e-fe91b20ee7a9 | sensitivity_example | local_docker | TRUE | c763bcd8-f4f7-4629-b5b7-fdf906c97bfd | :adv_dx_units: NECB_Default :airloop_economizer_type: NECB_Default :algorithm_type: sensitivity :analysis_id: 5afcf5d1-c030-4cdc-872e-fe91b20ee7a9 :analysis_name: sensitivity_example :baseline_system_zones_map_option: NECB_Default :boiler_eff: NECB_Default :building_type: FullServiceRestaurant :chiller_type: NECB_Default :compute_environment: local_docker :datapoint_id: c763bcd8-f4f7-4629-b5b7-fdf906c97bfd :daylighting_type: NECB_Default :dcv_type: NECB_Default :door_construction_cond: NECB_Default :ecm_system_name: NECB_Default :electrical_loads_scale: NECB_Default :epw_file: CAN_QC_Montreal-Trudeau.Intl.AP.716270_CWEC2016.epw :erv_package: NECB_Default :ext_floor_cond: NECB_Default :ext_roof_cond: NECB_Default :ext_wall_cond: NECB_Default :fdwr_set: NECB_Default :fixed_wind_solar_trans: NECB_Default :fixed_window_cond: NECB_Default :furnace_eff: NECB_Default :glass_door_cond: NECB_Default :glass_door_solar_trans: NECB_Default :ground_floor_cond: NECB_Default :ground_roof_cond: NECB_Default :ground_wall_cond: NECB_Default :infiltration_scale: NECB_Default :job_id: c763bcd8-f4f7-4629-b5b7-fdf906c97bfd :lights_scale: '1.0' :lights_type: NECB_Default :npv_discount_rate: NECB_Default :npv_end_year: NECB_Default :npv_start_year: NECB_Default :nv_delta_temp_in_out: NECB_Default :nv_opening_fraction: NECB_Default :nv_temp_out_min: NECB_Default :nv_type: NECB_Default :oa_scale: NECB_Default :occupancy_loads_scale: NECB_Default :output_meters: [] :output_variables: - frequency: hourly key: '*' operation: '*' unit: '*' variable: Zone Air Temperature - frequency: hourly key: '*' operation: sum unit: GJ variable: Lights Total Heating Energy :overhead_door_cond: NECB_Default :primary_heating_fuel: NaturalGas :pv_ground_azimuth_angle: NECB_Default :pv_ground_module_description: NECB_Default :pv_ground_tilt_angle: NECB_Default :pv_ground_total_area_pv_panels_m2: NECB_Default :pv_ground_type: NECB_Default :rotation_degrees: NECB_Default :run_annual_simulation: true :scale_x: NECB_Default :scale_y: NECB_Default :scale_z: NECB_Default :scenario: :skylight_cond :shw_eff: NECB_Default :shw_scale: NECB_Default :skylight_cond: '1.6' :skylight_solar_trans: NECB_Default :srr_set: NECB_Default :template: NECB2020 | file:///C:\Users\plopez\btap_batch\output\sensitivity_example\sensitivity\runs\c763bcd8-f4f7-4629-b5b7-fdf906c97bfd | docker run --rm -v C:\Users\plopez\btap_batch\output\sensitivity_example\sensitivity\runs:/btap_costing/utilities/btap_cli/output -v C:\Users\plopez\btap_batch\output\sensitivity_example\sensitivity\runs\c763bcd8-f4f7-4629-b5b7-fdf906c97bfd:/btap_costing/utilities/btap_cli/input phylroy_lopez_btap_cli bundle exec ruby btap_cli.rb | SUCCEEDED | 137.6801 | 2.0718 | 0.0027186 | 0.0016441 | 43822978 | 0 | 0 | 0 | 0 | 280.2993 | 126.9414 | 511.15 | 845.2233 | 37.3 | FullServiceRestaurant |  |  | 0 | FullServiceRestaurant | 1 |  | 1 | NECB2020 | 0.35004 | 2414.6632 | 24.7499 | 243.8499 | 51.9362 | 84.3566 | 0 | 16.2621 | 0 | 616.7259 | 220.3211 | MONTREAL | QUEBEC | 0.1939 | 41.5198 | 0 | 41.7137 | 11.8133 | 11.3633 | 0 | 23.1766 | 0 | 0.051707 | 0 | 0 | 0.43525 | 0.1147 | 0.045525 | 0.63901 | 0.067182 | 0.15395 | 0.84048 | 0.0021911 | 1.2757 | 0.20147 | 42.7574 | 264.4869 | Natural Gas | 37.3 | 0.757 | [5 empty] | 0.138 | 0.24 | 1.73 |  | 0 | 0 | Montreal-Trudeau Intl AP | CAN | 323 | 4090 | 45.471 | -73.741 | 6 | 4400 | QC | CAN_QC_Montreal-Trudeau.Intl.AP.716270_CWEC2016.epw | 1.2757 | 1023.5227 | 24.7499 | 0 | 7.6253 | 17.711 | FALSE | FALSE | FALSE | TRUE | 12.385 | 16.0738 | -1 | 0 | 0 | 0 | 102.98 | 44.149 | 1.0279 | 0.023283 | 375.71 | 0.1 | 2023-08-22 14:04:26 -0400 | 8b8e2b3c9 | 0.4.0 | 1.2757 | 31.67 | 24 | 0 | 0 | 0.047943 | 6.2911e-05 | 3.8046e-05 | 1014108.6875 | 1.4407 | 0.0018905 | 0.0011433 | 30474389.5 | 0 | 0 | 0 | 0 | 121 | 0 | 0 | 0 |  | :skylight_cond | 0 | 0 | 0 | 0 | 0 | 0 | 0 | 0 | 0 | 0 | 0 | 0 | 0 | 0 | tier_1 | 0 | 0 | 31.67 | 24 | 2.0718 | 0.0027186 | 0.0016441 | 43822978 | 0 | 0 | 0 | 0 | 0.047943 | 6.2911e-05 | 3.8046e-05 | 1014108.6875 | 1.4407 | 0.0018905 | 0.0011433 | 30474389.5 | 0 | 0 | 0 | 0
0 | FullServiceRestaurant | NECB2020 | CAN_QC_Montreal-Trudeau.Intl.AP.716270_CWEC2016.epw | NaturalGas | NECB_Default | NECB_Default | 1 | NECB_Default | NECB_Default | NECB_Default | NECB_Default | NECB_Default | NECB_Default | NECB_Default | NECB_Default | NECB_Default | NECB_Default | NECB_Default | 0.284 | NECB_Default | NECB_Default | NECB_Default | NECB_Default | NECB_Default | NECB_Default | NECB_Default | NECB_Default | NECB_Default | NECB_Default | NECB_Default | NECB_Default | NECB_Default | NECB_Default | NECB_Default | NECB_Default | NECB_Default | NECB_Default | NECB_Default | NECB_Default | NECB_Default | NECB_Default | NECB_Default | NECB_Default | NECB_Default | NECB_Default | NECB_Default | NECB_Default | NECB_Default | NECB_Default | NECB_Default | NECB_Default | NECB_Default | NECB_Default | NECB_Default | sensitivity | ccc9c26d-bdfe-4587-8094-9fff0e76c212 | 5afcf5d1-c030-4cdc-872e-fe91b20ee7a9 | sensitivity_example | local_docker | TRUE | ccc9c26d-bdfe-4587-8094-9fff0e76c212 | :adv_dx_units: NECB_Default :airloop_economizer_type: NECB_Default :algorithm_type: sensitivity :analysis_id: 5afcf5d1-c030-4cdc-872e-fe91b20ee7a9 :analysis_name: sensitivity_example :baseline_system_zones_map_option: NECB_Default :boiler_eff: NECB_Default :building_type: FullServiceRestaurant :chiller_type: NECB_Default :compute_environment: local_docker :datapoint_id: ccc9c26d-bdfe-4587-8094-9fff0e76c212 :daylighting_type: NECB_Default :dcv_type: NECB_Default :door_construction_cond: NECB_Default :ecm_system_name: NECB_Default :electrical_loads_scale: NECB_Default :epw_file: CAN_QC_Montreal-Trudeau.Intl.AP.716270_CWEC2016.epw :erv_package: NECB_Default :ext_floor_cond: NECB_Default :ext_roof_cond: NECB_Default :ext_wall_cond: NECB_Default :fdwr_set: NECB_Default :fixed_wind_solar_trans: NECB_Default :fixed_window_cond: NECB_Default :furnace_eff: NECB_Default :glass_door_cond: NECB_Default :glass_door_solar_trans: NECB_Default :ground_floor_cond: NECB_Default :ground_roof_cond: '0.284' :ground_wall_cond: NECB_Default :infiltration_scale: NECB_Default :job_id: ccc9c26d-bdfe-4587-8094-9fff0e76c212 :lights_scale: '1.0' :lights_type: NECB_Default :npv_discount_rate: NECB_Default :npv_end_year: NECB_Default :npv_start_year: NECB_Default :nv_delta_temp_in_out: NECB_Default :nv_opening_fraction: NECB_Default :nv_temp_out_min: NECB_Default :nv_type: NECB_Default :oa_scale: NECB_Default :occupancy_loads_scale: NECB_Default :output_meters: [] :output_variables: - frequency: hourly key: '*' operation: '*' unit: '*' variable: Zone Air Temperature - frequency: hourly key: '*' operation: sum unit: GJ variable: Lights Total Heating Energy :overhead_door_cond: NECB_Default :primary_heating_fuel: NaturalGas :pv_ground_azimuth_angle: NECB_Default :pv_ground_module_description: NECB_Default :pv_ground_tilt_angle: NECB_Default :pv_ground_total_area_pv_panels_m2: NECB_Default :pv_ground_type: NECB_Default :rotation_degrees: NECB_Default :run_annual_simulation: true :scale_x: NECB_Default :scale_y: NECB_Default :scale_z: NECB_Default :scenario: :ground_roof_cond :shw_eff: NECB_Default :shw_scale: NECB_Default :skylight_cond: NECB_Default :skylight_solar_trans: NECB_Default :srr_set: NECB_Default :template: NECB2020 | file:///C:\Users\plopez\btap_batch\output\sensitivity_example\sensitivity\runs\ccc9c26d-bdfe-4587-8094-9fff0e76c212 | docker run --rm -v C:\Users\plopez\btap_batch\output\sensitivity_example\sensitivity\runs:/btap_costing/utilities/btap_cli/output -v C:\Users\plopez\btap_batch\output\sensitivity_example\sensitivity\runs\ccc9c26d-bdfe-4587-8094-9fff0e76c212:/btap_costing/utilities/btap_cli/input phylroy_lopez_btap_cli bundle exec ruby btap_cli.rb | SUCCEEDED | 143.549 | 2.0718 | 0.0027186 | 0.0016441 | 43822978 | 0 | 0 | 0 | 0 | 280.2993 | 126.9414 | 511.15 | 845.2233 | 37.3 | FullServiceRestaurant |  |  | 0 | FullServiceRestaurant | 1 |  | 1 | NECB2020 | 0.35004 | 2414.6632 | 24.7499 | 243.8499 | 51.9362 | 84.3566 | 0 | 16.2621 | 0 | 616.7259 | 220.3211 | MONTREAL | QUEBEC | 0.1939 | 41.5198 | 0 | 41.7137 | 11.8133 | 11.3633 | 0 | 23.1766 | 0 | 0.051707 | 0 | 0 | 0.43525 | 0.1147 | 0.045525 | 0.63901 | 0.067182 | 0.15395 | 0.84048 | 0.0021911 | 1.2757 | 0.20147 | 42.7574 | 264.4869 | Natural Gas | 37.3 | 0.757 | [5 empty] | 0.138 | 0.24 | 1.73 |  | 0 | 0 | Montreal-Trudeau Intl AP | CAN | 323 | 4090 | 45.471 | -73.741 | 6 | 4400 | QC | CAN_QC_Montreal-Trudeau.Intl.AP.716270_CWEC2016.epw | 1.2757 | 1023.5227 | 24.7499 | 0 | 7.6253 | 17.711 | FALSE | FALSE | FALSE | TRUE | 12.385 | 16.0738 | -1 | 0 | 0 | 0 | 102.98 | 44.149 | 1.0279 | 0.023283 | 375.71 | 0.1 | 2023-08-22 14:02:20 -0400 | 8b8e2b3c9 | 0.4.0 | 1.2757 | 31.67 | 24 | 0 | 0 | 0.047943 | 6.2911e-05 | 3.8046e-05 | 1014108.6875 | 1.4407 | 0.0018905 | 0.0011433 | 30474389.5 | 0 | 0 | 0 | 0 | 121 | 0 | 0 | 0 |  | :ground_roof_cond | 0 | 0 | 0 | 0 | 0 | 0 | 0 | 0 | 0 | 0 | 0 | 0 | 0 | 0 | tier_1 | 0 | 0 | 31.67 | 24 | 2.0718 | 0.0027186 | 0.0016441 | 43822978 | 0 | 0 | 0 | 0 | 0.047943 | 6.2911e-05 | 3.8046e-05 | 1014108.6875 | 1.4407 | 0.0018905 | 0.0011433 | 30474389.5 | 0 | 0 | 0 | 0
0 | FullServiceRestaurant | NECB2020 | CAN_QC_Montreal-Trudeau.Intl.AP.716270_CWEC2016.epw | NaturalGas | NECB_Default | NECB_Default | 1 | NECB_Default | NECB_Default | NECB_Default | NECB_Default | NECB_Default | NECB_Default | NECB_Default | NECB_Default | NECB_Default | NECB_Default | NECB_Default | NECB_Default | NECB_Default | NECB_Default | NECB_Default | NECB_Default | NECB_Default | NECB_Default | NECB_Default | NECB_Default | NECB_Default | NECB_Default | NECB_Default | NECB_Default | NECB_Default | NECB_Default | NECB_Default | NECB_Default | NECB_Default | NECB_Default | NECB_Default | NECB_Default | NECB_Default | NECB_Default | NECB_Default | NECB_Default | NECB_Default | NECB_Default | NECB_Default | NECB_Default | NECB_Default | NECB_Default | NECB_Default | one_sys_per_dwelling_unit | NECB_Default | NECB_Default | NECB_Default | sensitivity | cdd59a35-bb36-408b-98a2-0a963b1ae30a | 5afcf5d1-c030-4cdc-872e-fe91b20ee7a9 | sensitivity_example | local_docker | TRUE | cdd59a35-bb36-408b-98a2-0a963b1ae30a | :adv_dx_units: NECB_Default :airloop_economizer_type: NECB_Default :algorithm_type: sensitivity :analysis_id: 5afcf5d1-c030-4cdc-872e-fe91b20ee7a9 :analysis_name: sensitivity_example :baseline_system_zones_map_option: one_sys_per_dwelling_unit :boiler_eff: NECB_Default :building_type: FullServiceRestaurant :chiller_type: NECB_Default :compute_environment: local_docker :datapoint_id: cdd59a35-bb36-408b-98a2-0a963b1ae30a :daylighting_type: NECB_Default :dcv_type: NECB_Default :door_construction_cond: NECB_Default :ecm_system_name: NECB_Default :electrical_loads_scale: NECB_Default :epw_file: CAN_QC_Montreal-Trudeau.Intl.AP.716270_CWEC2016.epw :erv_package: NECB_Default :ext_floor_cond: NECB_Default :ext_roof_cond: NECB_Default :ext_wall_cond: NECB_Default :fdwr_set: NECB_Default :fixed_wind_solar_trans: NECB_Default :fixed_window_cond: NECB_Default :furnace_eff: NECB_Default :glass_door_cond: NECB_Default :glass_door_solar_trans: NECB_Default :ground_floor_cond: NECB_Default :ground_roof_cond: NECB_Default :ground_wall_cond: NECB_Default :infiltration_scale: NECB_Default :job_id: cdd59a35-bb36-408b-98a2-0a963b1ae30a :lights_scale: '1.0' :lights_type: NECB_Default :npv_discount_rate: NECB_Default :npv_end_year: NECB_Default :npv_start_year: NECB_Default :nv_delta_temp_in_out: NECB_Default :nv_opening_fraction: NECB_Default :nv_temp_out_min: NECB_Default :nv_type: NECB_Default :oa_scale: NECB_Default :occupancy_loads_scale: NECB_Default :output_meters: [] :output_variables: - frequency: hourly key: '*' operation: '*' unit: '*' variable: Zone Air Temperature - frequency: hourly key: '*' operation: sum unit: GJ variable: Lights Total Heating Energy :overhead_door_cond: NECB_Default :primary_heating_fuel: NaturalGas :pv_ground_azimuth_angle: NECB_Default :pv_ground_module_description: NECB_Default :pv_ground_tilt_angle: NECB_Default :pv_ground_total_area_pv_panels_m2: NECB_Default :pv_ground_type: NECB_Default :rotation_degrees: NECB_Default :run_annual_simulation: true :scale_x: NECB_Default :scale_y: NECB_Default :scale_z: NECB_Default :scenario: :baseline_system_zones_map_option :shw_eff: NECB_Default :shw_scale: NECB_Default :skylight_cond: NECB_Default :skylight_solar_trans: NECB_Default :srr_set: NECB_Default :template: NECB2020 | file:///C:\Users\plopez\btap_batch\output\sensitivity_example\sensitivity\runs\cdd59a35-bb36-408b-98a2-0a963b1ae30a | docker run --rm -v C:\Users\plopez\btap_batch\output\sensitivity_example\sensitivity\runs:/btap_costing/utilities/btap_cli/output -v C:\Users\plopez\btap_batch\output\sensitivity_example\sensitivity\runs\cdd59a35-bb36-408b-98a2-0a963b1ae30a:/btap_costing/utilities/btap_cli/input phylroy_lopez_btap_cli bundle exec ruby btap_cli.rb | SUCCEEDED | 125.5332 | 2.0718 | 0.0027186 | 0.0016441 | 43822978 | 0 | 0 | 0 | 0 | 280.2993 | 126.9414 | 511.15 | 845.2233 | 37.3 | FullServiceRestaurant |  |  | 0 | FullServiceRestaurant | 1 |  | 1 | NECB2020 | 0.35004 | 2414.6632 | 24.7499 | 243.8499 | 51.9362 | 84.3566 | 0 | 16.2621 | 0 | 616.7259 | 220.3211 | MONTREAL | QUEBEC | 0.1939 | 41.5198 | 0 | 41.7137 | 11.8133 | 11.3633 | 0 | 23.1766 | 0 | 0.051707 | 0 | 0 | 0.43525 | 0.1147 | 0.045525 | 0.63901 | 0.067182 | 0.15395 | 0.84048 | 0.0021911 | 1.2757 | 0.20147 | 42.7574 | 264.4869 | Natural Gas | 37.3 | 0.757 | [5 empty] | 0.138 | 0.24 | 1.73 |  | 0 | 0 | Montreal-Trudeau Intl AP | CAN | 323 | 4090 | 45.471 | -73.741 | 6 | 4400 | QC | CAN_QC_Montreal-Trudeau.Intl.AP.716270_CWEC2016.epw | 1.2757 | 1023.5227 | 24.7499 | 0 | 7.6253 | 17.711 | FALSE | FALSE | FALSE | TRUE | 12.385 | 16.0738 | -1 | 0 | 0 | 0 | 102.98 | 44.149 | 1.0279 | 0.023283 | 375.71 | 0.1 | 2023-08-22 14:04:37 -0400 | 8b8e2b3c9 | 0.4.0 | 1.2757 | 31.67 | 24 | 0 | 0 | 0.047943 | 6.2911e-05 | 3.8046e-05 | 1014108.6875 | 1.4407 | 0.0018905 | 0.0011433 | 30474389.5 | 0 | 0 | 0 | 0 | 121 | 0 | 0 | 0 |  | :baseline_system_zones_map_option | 0 | 0 | 0 | 0 | 0 | 0 | 0 | 0 | 0 | 0 | 0 | 0 | 0 | 0 | tier_1 | 0 | 0 | 31.67 | 24 | 2.0718 | 0.0027186 | 0.0016441 | 43822978 | 0 | 0 | 0 | 0 | 0.047943 | 6.2911e-05 | 3.8046e-05 | 1014108.6875 | 1.4407 | 0.0018905 | 0.0011433 | 30474389.5 | 0 | 0 | 0 | 0
0 | FullServiceRestaurant | NECB2020 | CAN_QC_Montreal-Trudeau.Intl.AP.716270_CWEC2016.epw | NaturalGas | NECB_Default | NECB_Default | 1 | NECB_Default | NECB_Default | NECB_Default | NECB_Default | NECB_Default | NECB_Default | NECB_Default | 0.162 | NECB_Default | NECB_Default | NECB_Default | NECB_Default | NECB_Default | NECB_Default | NECB_Default | NECB_Default | NECB_Default | NECB_Default | NECB_Default | NECB_Default | NECB_Default | NECB_Default | NECB_Default | NECB_Default | NECB_Default | NECB_Default | NECB_Default | NECB_Default | NECB_Default | NECB_Default | NECB_Default | NECB_Default | NECB_Default | NECB_Default | NECB_Default | NECB_Default | NECB_Default | NECB_Default | NECB_Default | NECB_Default | NECB_Default | NECB_Default | NECB_Default | NECB_Default | NECB_Default | NECB_Default | NECB_Default | sensitivity | ce0b3ad7-e09b-4252-8d9e-6bb0558e66f6 | 5afcf5d1-c030-4cdc-872e-fe91b20ee7a9 | sensitivity_example | local_docker | TRUE | ce0b3ad7-e09b-4252-8d9e-6bb0558e66f6 | :adv_dx_units: NECB_Default :airloop_economizer_type: NECB_Default :algorithm_type: sensitivity :analysis_id: 5afcf5d1-c030-4cdc-872e-fe91b20ee7a9 :analysis_name: sensitivity_example :baseline_system_zones_map_option: NECB_Default :boiler_eff: NECB_Default :building_type: FullServiceRestaurant :chiller_type: NECB_Default :compute_environment: local_docker :datapoint_id: ce0b3ad7-e09b-4252-8d9e-6bb0558e66f6 :daylighting_type: NECB_Default :dcv_type: NECB_Default :door_construction_cond: NECB_Default :ecm_system_name: NECB_Default :electrical_loads_scale: NECB_Default :epw_file: CAN_QC_Montreal-Trudeau.Intl.AP.716270_CWEC2016.epw :erv_package: NECB_Default :ext_floor_cond: '0.162' :ext_roof_cond: NECB_Default :ext_wall_cond: NECB_Default :fdwr_set: NECB_Default :fixed_wind_solar_trans: NECB_Default :fixed_window_cond: NECB_Default :furnace_eff: NECB_Default :glass_door_cond: NECB_Default :glass_door_solar_trans: NECB_Default :ground_floor_cond: NECB_Default :ground_roof_cond: NECB_Default :ground_wall_cond: NECB_Default :infiltration_scale: NECB_Default :job_id: ce0b3ad7-e09b-4252-8d9e-6bb0558e66f6 :lights_scale: '1.0' :lights_type: NECB_Default :npv_discount_rate: NECB_Default :npv_end_year: NECB_Default :npv_start_year: NECB_Default :nv_delta_temp_in_out: NECB_Default :nv_opening_fraction: NECB_Default :nv_temp_out_min: NECB_Default :nv_type: NECB_Default :oa_scale: NECB_Default :occupancy_loads_scale: NECB_Default :output_meters: [] :output_variables: - frequency: hourly key: '*' operation: '*' unit: '*' variable: Zone Air Temperature - frequency: hourly key: '*' operation: sum unit: GJ variable: Lights Total Heating Energy :overhead_door_cond: NECB_Default :primary_heating_fuel: NaturalGas :pv_ground_azimuth_angle: NECB_Default :pv_ground_module_description: NECB_Default :pv_ground_tilt_angle: NECB_Default :pv_ground_total_area_pv_panels_m2: NECB_Default :pv_ground_type: NECB_Default :rotation_degrees: NECB_Default :run_annual_simulation: true :scale_x: NECB_Default :scale_y: NECB_Default :scale_z: NECB_Default :scenario: :ext_floor_cond :shw_eff: NECB_Default :shw_scale: NECB_Default :skylight_cond: NECB_Default :skylight_solar_trans: NECB_Default :srr_set: NECB_Default :template: NECB2020 | file:///C:\Users\plopez\btap_batch\output\sensitivity_example\sensitivity\runs\ce0b3ad7-e09b-4252-8d9e-6bb0558e66f6 | docker run --rm -v C:\Users\plopez\btap_batch\output\sensitivity_example\sensitivity\runs:/btap_costing/utilities/btap_cli/output -v C:\Users\plopez\btap_batch\output\sensitivity_example\sensitivity\runs\ce0b3ad7-e09b-4252-8d9e-6bb0558e66f6:/btap_costing/utilities/btap_cli/input phylroy_lopez_btap_cli bundle exec ruby btap_cli.rb | SUCCEEDED | 159.3539 | 2.0718 | 0.0027186 | 0.0016441 | 43822978 | 0 | 0 | 0 | 0 | 280.2993 | 126.9414 | 511.15 | 845.2233 | 37.3 | FullServiceRestaurant |  |  | 0 | FullServiceRestaurant | 1 |  | 1 | NECB2020 | 0.35004 | 2414.6632 | 24.7499 | 243.8499 | 51.9362 | 84.3566 | 0 | 16.2621 | 0 | 616.7259 | 220.3211 | MONTREAL | QUEBEC | 0.1939 | 41.5198 | 0 | 41.7137 | 11.8133 | 11.3633 | 0 | 23.1766 | 0 | 0.051707 | 0 | 0 | 0.43525 | 0.1147 | 0.045525 | 0.63901 | 0.067182 | 0.15395 | 0.84048 | 0.0021911 | 1.2757 | 0.20147 | 42.7574 | 264.4869 | Natural Gas | 37.3 | 0.757 | [5 empty] | 0.138 | 0.24 | 1.73 |  | 0 | 0 | Montreal-Trudeau Intl AP | CAN | 323 | 4090 | 45.471 | -73.741 | 6 | 4400 | QC | CAN_QC_Montreal-Trudeau.Intl.AP.716270_CWEC2016.epw | 1.2757 | 1023.5227 | 24.7499 | 0 | 7.6253 | 17.711 | FALSE | FALSE | FALSE | TRUE | 12.385 | 16.0738 | -1 | 0 | 0 | 0 | 102.98 | 44.149 | 1.0279 | 0.023283 | 375.71 | 0.1 | 2023-08-22 13:59:56 -0400 | 8b8e2b3c9 | 0.4.0 | 1.2757 | 31.67 | 24 | 0 | 0 | 0.047943 | 6.2911e-05 | 3.8046e-05 | 1014108.6875 | 1.4407 | 0.0018905 | 0.0011433 | 30474389.5 | 0 | 0 | 0 | 0 | 121 | 0 | 0 | 0 |  | :ext_floor_cond | 0 | 0 | 0 | 0 | 0 | 0 | 0 | 0 | 0 | 0 | 0 | 0 | 0 | 0 | tier_1 | 0 | 0 | 31.67 | 24 | 2.0718 | 0.0027186 | 0.0016441 | 43822978 | 0 | 0 | 0 | 0 | 0.047943 | 6.2911e-05 | 3.8046e-05 | 1014108.6875 | 1.4407 | 0.0018905 | 0.0011433 | 30474389.5 | 0 | 0 | 0 | 0
0 | FullServiceRestaurant | NECB2020 | CAN_QC_Montreal-Trudeau.Intl.AP.716270_CWEC2016.epw | NaturalGas | NECB_Default | NECB_Default | 1 | NECB_Default | HS09_CCASHP_Baseboard | NECB_Default | NECB_Default | NECB_Default | NECB_Default | NECB_Default | NECB_Default | NECB_Default | NECB_Default | NECB_Default | NECB_Default | NECB_Default | NECB_Default | NECB_Default | NECB_Default | NECB_Default | NECB_Default | NECB_Default | NECB_Default | NECB_Default | NECB_Default | NECB_Default | NECB_Default | NECB_Default | NECB_Default | NECB_Default | NECB_Default | NECB_Default | NECB_Default | NECB_Default | NECB_Default | NECB_Default | NECB_Default | NECB_Default | NECB_Default | NECB_Default | NECB_Default | NECB_Default | NECB_Default | NECB_Default | NECB_Default | NECB_Default | NECB_Default | NECB_Default | NECB_Default | NECB_Default | sensitivity | cfb87db4-576b-4968-b79c-096e7360efdd | 5afcf5d1-c030-4cdc-872e-fe91b20ee7a9 | sensitivity_example | local_docker | TRUE | cfb87db4-576b-4968-b79c-096e7360efdd | :adv_dx_units: NECB_Default :airloop_economizer_type: NECB_Default :algorithm_type: sensitivity :analysis_id: 5afcf5d1-c030-4cdc-872e-fe91b20ee7a9 :analysis_name: sensitivity_example :baseline_system_zones_map_option: NECB_Default :boiler_eff: NECB_Default :building_type: FullServiceRestaurant :chiller_type: NECB_Default :compute_environment: local_docker :datapoint_id: cfb87db4-576b-4968-b79c-096e7360efdd :daylighting_type: NECB_Default :dcv_type: NECB_Default :door_construction_cond: NECB_Default :ecm_system_name: HS09_CCASHP_Baseboard :electrical_loads_scale: NECB_Default :epw_file: CAN_QC_Montreal-Trudeau.Intl.AP.716270_CWEC2016.epw :erv_package: NECB_Default :ext_floor_cond: NECB_Default :ext_roof_cond: NECB_Default :ext_wall_cond: NECB_Default :fdwr_set: NECB_Default :fixed_wind_solar_trans: NECB_Default :fixed_window_cond: NECB_Default :furnace_eff: NECB_Default :glass_door_cond: NECB_Default :glass_door_solar_trans: NECB_Default :ground_floor_cond: NECB_Default :ground_roof_cond: NECB_Default :ground_wall_cond: NECB_Default :infiltration_scale: NECB_Default :job_id: cfb87db4-576b-4968-b79c-096e7360efdd :lights_scale: '1.0' :lights_type: NECB_Default :npv_discount_rate: NECB_Default :npv_end_year: NECB_Default :npv_start_year: NECB_Default :nv_delta_temp_in_out: NECB_Default :nv_opening_fraction: NECB_Default :nv_temp_out_min: NECB_Default :nv_type: NECB_Default :oa_scale: NECB_Default :occupancy_loads_scale: NECB_Default :output_meters: [] :output_variables: - frequency: hourly key: '*' operation: '*' unit: '*' variable: Zone Air Temperature - frequency: hourly key: '*' operation: sum unit: GJ variable: Lights Total Heating Energy :overhead_door_cond: NECB_Default :primary_heating_fuel: NaturalGas :pv_ground_azimuth_angle: NECB_Default :pv_ground_module_description: NECB_Default :pv_ground_tilt_angle: NECB_Default :pv_ground_total_area_pv_panels_m2: NECB_Default :pv_ground_type: NECB_Default :rotation_degrees: NECB_Default :run_annual_simulation: true :scale_x: NECB_Default :scale_y: NECB_Default :scale_z: NECB_Default :scenario: :ecm_system_name :shw_eff: NECB_Default :shw_scale: NECB_Default :skylight_cond: NECB_Default :skylight_solar_trans: NECB_Default :srr_set: NECB_Default :template: NECB2020 | file:///C:\Users\plopez\btap_batch\output\sensitivity_example\sensitivity\runs\cfb87db4-576b-4968-b79c-096e7360efdd | docker run --rm -v C:\Users\plopez\btap_batch\output\sensitivity_example\sensitivity\runs:/btap_costing/utilities/btap_cli/output -v C:\Users\plopez\btap_batch\output\sensitivity_example\sensitivity\runs\cfb87db4-576b-4968-b79c-096e7360efdd:/btap_costing/utilities/btap_cli/input phylroy_lopez_btap_cli bundle exec ruby btap_cli.rb | SUCCEEDED | 156.2751 | 2.0201 | 0.0026508 | 0.0016031 | 42729794 | 0 | 0 | 0 | 0 | 167.0797 | 124.3438 | 511.15 | 845.2233 | 37.3 | FullServiceRestaurant |  |  | 0 | FullServiceRestaurant | 1 |  | 1 | NECB2020 | 0.35004 | 2414.6632 | 25.8915 | 243.8499 | 51.9362 | 84.3566 | 0 | 16.2621 | 0 | 778.2772 | 381.8724 | MONTREAL | QUEBEC | 0.28095 | 11.7308 | 0 | 12.0118 | 17.1165 | 3.2105 | 0 | 20.3271 | 0 | 0.049027 | 0 | 0 | 0.63068 | 0.11562 | 0.045525 | 0.23449 | 0.067182 | 0.15395 | 0.23746 | 0.00078255 | 0.86814 | 0.20157 | 63.5768 | 261.5652 | Electricity | 37.3 | 0.757 | [5 empty] | 0.138 | 0.24 | 1.73 |  | 0 | 46.8982 | Montreal-Trudeau Intl AP | CAN | 323 | 4090 | 45.471 | -73.741 | 6 | 4400 | QC | CAN_QC_Montreal-Trudeau.Intl.AP.716270_CWEC2016.epw | 0.86814 | 1106.3026 | 25.8915 | 46.8982 | 7.6253 | 17.7112 | FALSE | FALSE | FALSE | FALSE | 12.385 | 16.0739 | -1 | 0 | 0 | 0 | 103.03 | 44.149 | 1.0279 | 0.023283 | 375.71 | 0.1 | 2023-08-22 13:59:49 -0400 | 8b8e2b3c9 | 0.4.0 | 0.86814 | 44.17 | 35.17 | 0 | 0 | 0.047943 | 6.2911e-05 | 3.8046e-05 | 1014108.6875 | 1.4048 | 0.0018434 | 0.0011148 | 29714195.5 | 0 | 0 | 0 | 0 | 113 | 0 | 0 | 0 |  | :ecm_system_name | 2.8 | -0.2 | 0.6 | 0 | 0 | 0 | 0 | 0 | 0 | 0 | -161.6 | -161.6 | -48.7 | 31.9 | tier_2 | 71.2 | -82.8 | 31.67 | 24 | 2.0718 | 0.0027186 | 0.0016441 | 43822978 | 0 | 0 | 0 | 0 | 0.047943 | 6.2911e-05 | 3.8046e-05 | 1014108.6875 | 1.4407 | 0.0018905 | 0.0011433 | 30474389.5 | 0 | 0 | 0 | 0
0 | FullServiceRestaurant | NECB2020 | CAN_QC_Montreal-Trudeau.Intl.AP.716270_CWEC2016.epw | NaturalGas | NECB_Default | NECB_Default | 1 | NECB_Default | NECB_Default | NECB_Default | NECB_Default | NECB_Default | NECB_Default | NECB_Default | NECB_Default | NECB_Default | NECB_Default | NECB_Default | NECB_Default | NECB_Default | NECB_Default | 1.6 | NECB_Default | NECB_Default | NECB_Default | NECB_Default | NECB_Default | NECB_Default | NECB_Default | NECB_Default | NECB_Default | NECB_Default | NECB_Default | NECB_Default | NECB_Default | NECB_Default | NECB_Default | NECB_Default | NECB_Default | NECB_Default | NECB_Default | NECB_Default | NECB_Default | NECB_Default | NECB_Default | NECB_Default | NECB_Default | NECB_Default | NECB_Default | NECB_Default | NECB_Default | NECB_Default | NECB_Default | NECB_Default | sensitivity | d2b75e5b-dfb2-4f9c-b36f-537afa75e572 | 5afcf5d1-c030-4cdc-872e-fe91b20ee7a9 | sensitivity_example | local_docker | TRUE | d2b75e5b-dfb2-4f9c-b36f-537afa75e572 | :adv_dx_units: NECB_Default :airloop_economizer_type: NECB_Default :algorithm_type: sensitivity :analysis_id: 5afcf5d1-c030-4cdc-872e-fe91b20ee7a9 :analysis_name: sensitivity_example :baseline_system_zones_map_option: NECB_Default :boiler_eff: NECB_Default :building_type: FullServiceRestaurant :chiller_type: NECB_Default :compute_environment: local_docker :datapoint_id: d2b75e5b-dfb2-4f9c-b36f-537afa75e572 :daylighting_type: NECB_Default :dcv_type: NECB_Default :door_construction_cond: NECB_Default :ecm_system_name: NECB_Default :electrical_loads_scale: NECB_Default :epw_file: CAN_QC_Montreal-Trudeau.Intl.AP.716270_CWEC2016.epw :erv_package: NECB_Default :ext_floor_cond: NECB_Default :ext_roof_cond: NECB_Default :ext_wall_cond: NECB_Default :fdwr_set: NECB_Default :fixed_wind_solar_trans: NECB_Default :fixed_window_cond: NECB_Default :furnace_eff: NECB_Default :glass_door_cond: '1.6' :glass_door_solar_trans: NECB_Default :ground_floor_cond: NECB_Default :ground_roof_cond: NECB_Default :ground_wall_cond: NECB_Default :infiltration_scale: NECB_Default :job_id: d2b75e5b-dfb2-4f9c-b36f-537afa75e572 :lights_scale: '1.0' :lights_type: NECB_Default :npv_discount_rate: NECB_Default :npv_end_year: NECB_Default :npv_start_year: NECB_Default :nv_delta_temp_in_out: NECB_Default :nv_opening_fraction: NECB_Default :nv_temp_out_min: NECB_Default :nv_type: NECB_Default :oa_scale: NECB_Default :occupancy_loads_scale: NECB_Default :output_meters: [] :output_variables: - frequency: hourly key: '*' operation: '*' unit: '*' variable: Zone Air Temperature - frequency: hourly key: '*' operation: sum unit: GJ variable: Lights Total Heating Energy :overhead_door_cond: NECB_Default :primary_heating_fuel: NaturalGas :pv_ground_azimuth_angle: NECB_Default :pv_ground_module_description: NECB_Default :pv_ground_tilt_angle: NECB_Default :pv_ground_total_area_pv_panels_m2: NECB_Default :pv_ground_type: NECB_Default :rotation_degrees: NECB_Default :run_annual_simulation: true :scale_x: NECB_Default :scale_y: NECB_Default :scale_z: NECB_Default :scenario: :glass_door_cond :shw_eff: NECB_Default :shw_scale: NECB_Default :skylight_cond: NECB_Default :skylight_solar_trans: NECB_Default :srr_set: NECB_Default :template: NECB2020 | file:///C:\Users\plopez\btap_batch\output\sensitivity_example\sensitivity\runs\d2b75e5b-dfb2-4f9c-b36f-537afa75e572 | docker run --rm -v C:\Users\plopez\btap_batch\output\sensitivity_example\sensitivity\runs:/btap_costing/utilities/btap_cli/output -v C:\Users\plopez\btap_batch\output\sensitivity_example\sensitivity\runs\d2b75e5b-dfb2-4f9c-b36f-537afa75e572:/btap_costing/utilities/btap_cli/input phylroy_lopez_btap_cli bundle exec ruby btap_cli.rb | SUCCEEDED | 144.4621 | 2.0718 | 0.0027186 | 0.0016441 | 43822978 | 0 | 0 | 0 | 0 | 280.2993 | 126.9414 | 511.15 | 845.2233 | 37.3 | FullServiceRestaurant |  |  | 0 | FullServiceRestaurant | 1 |  | 1 | NECB2020 | 0.35004 | 2414.6632 | 24.7499 | 243.8499 | 51.9362 | 84.3566 | 0 | 16.2621 | 0 | 616.7259 | 220.3211 | MONTREAL | QUEBEC | 0.1939 | 41.5198 | 0 | 41.7137 | 11.8133 | 11.3633 | 0 | 23.1766 | 0 | 0.051707 | 0 | 0 | 0.43525 | 0.1147 | 0.045525 | 0.63901 | 0.067182 | 0.15395 | 0.84048 | 0.0021911 | 1.2757 | 0.20147 | 42.7574 | 264.4869 | Natural Gas | 37.3 | 0.757 | [5 empty] | 0.138 | 0.24 | 1.73 |  | 0 | 0 | Montreal-Trudeau Intl AP | CAN | 323 | 4090 | 45.471 | -73.741 | 6 | 4400 | QC | CAN_QC_Montreal-Trudeau.Intl.AP.716270_CWEC2016.epw | 1.2757 | 1023.5227 | 24.7499 | 0 | 7.6253 | 17.711 | FALSE | FALSE | FALSE | TRUE | 12.385 | 16.0738 | -1 | 0 | 0 | 0 | 102.98 | 44.149 | 1.0279 | 0.023283 | 375.71 | 0.1 | 2023-08-22 14:02:23 -0400 | 8b8e2b3c9 | 0.4.0 | 1.2757 | 31.67 | 24 | 0 | 0 | 0.047943 | 6.2911e-05 | 3.8046e-05 | 1014108.6875 | 1.4407 | 0.0018905 | 0.0011433 | 30474389.5 | 0 | 0 | 0 | 0 | 121 | 0 | 0 | 0 |  | :glass_door_cond | 0 | 0 | 0 | 0 | 0 | 0 | 0 | 0 | 0 | 0 | 0 | 0 | 0 | 0 | tier_1 | 0 | 0 | 31.67 | 24 | 2.0718 | 0.0027186 | 0.0016441 | 43822978 | 0 | 0 | 0 | 0 | 0.047943 | 6.2911e-05 | 3.8046e-05 | 1014108.6875 | 1.4407 | 0.0018905 | 0.0011433 | 30474389.5 | 0 | 0 | 0 | 0
0 | FullServiceRestaurant | NECB2020 | CAN_QC_Montreal-Trudeau.Intl.AP.716270_CWEC2016.epw | NaturalGas | NECB_Default | NECB_Default | 1 | NECB_Default | NECB_Default | NECB_Default | NECB_Default | NECB_Default | NECB_Default | NECB_Default | NECB_Default | NECB_Default | NECB_Default | NECB_Default | NECB_Default | NECB_Default | NECB_Default | NECB_Default | NECB_Default | NECB_Default | NECB_Default | NECB_Default | NECB_Default | NECB_Default | NECB_Default | NECB_Default | NECB_Default | NECB_Default | NECB_Default | NECB_Default | NECB_Default | NECB_Default | NECB_Default | NECB_Default | Carrier WeatherExpert | NECB_Default | NECB_Default | NECB_Default | NECB_Default | NECB_Default | NECB_Default | NECB_Default | NECB_Default | NECB_Default | NECB_Default | NECB_Default | NECB_Default | NECB_Default | NECB_Default | NECB_Default | sensitivity | d43d50da-f2aa-4412-ad58-f16cd0f3fd18 | 5afcf5d1-c030-4cdc-872e-fe91b20ee7a9 | sensitivity_example | local_docker | TRUE | d43d50da-f2aa-4412-ad58-f16cd0f3fd18 | :adv_dx_units: Carrier WeatherExpert :airloop_economizer_type: NECB_Default :algorithm_type: sensitivity :analysis_id: 5afcf5d1-c030-4cdc-872e-fe91b20ee7a9 :analysis_name: sensitivity_example :baseline_system_zones_map_option: NECB_Default :boiler_eff: NECB_Default :building_type: FullServiceRestaurant :chiller_type: NECB_Default :compute_environment: local_docker :datapoint_id: d43d50da-f2aa-4412-ad58-f16cd0f3fd18 :daylighting_type: NECB_Default :dcv_type: NECB_Default :door_construction_cond: NECB_Default :ecm_system_name: NECB_Default :electrical_loads_scale: NECB_Default :epw_file: CAN_QC_Montreal-Trudeau.Intl.AP.716270_CWEC2016.epw :erv_package: NECB_Default :ext_floor_cond: NECB_Default :ext_roof_cond: NECB_Default :ext_wall_cond: NECB_Default :fdwr_set: NECB_Default :fixed_wind_solar_trans: NECB_Default :fixed_window_cond: NECB_Default :furnace_eff: NECB_Default :glass_door_cond: NECB_Default :glass_door_solar_trans: NECB_Default :ground_floor_cond: NECB_Default :ground_roof_cond: NECB_Default :ground_wall_cond: NECB_Default :infiltration_scale: NECB_Default :job_id: d43d50da-f2aa-4412-ad58-f16cd0f3fd18 :lights_scale: '1.0' :lights_type: NECB_Default :npv_discount_rate: NECB_Default :npv_end_year: NECB_Default :npv_start_year: NECB_Default :nv_delta_temp_in_out: NECB_Default :nv_opening_fraction: NECB_Default :nv_temp_out_min: NECB_Default :nv_type: NECB_Default :oa_scale: NECB_Default :occupancy_loads_scale: NECB_Default :output_meters: [] :output_variables: - frequency: hourly key: '*' operation: '*' unit: '*' variable: Zone Air Temperature - frequency: hourly key: '*' operation: sum unit: GJ variable: Lights Total Heating Energy :overhead_door_cond: NECB_Default :primary_heating_fuel: NaturalGas :pv_ground_azimuth_angle: NECB_Default :pv_ground_module_description: NECB_Default :pv_ground_tilt_angle: NECB_Default :pv_ground_total_area_pv_panels_m2: NECB_Default :pv_ground_type: NECB_Default :rotation_degrees: NECB_Default :run_annual_simulation: true :scale_x: NECB_Default :scale_y: NECB_Default :scale_z: NECB_Default :scenario: :adv_dx_units :shw_eff: NECB_Default :shw_scale: NECB_Default :skylight_cond: NECB_Default :skylight_solar_trans: NECB_Default :srr_set: NECB_Default :template: NECB2020 | file:///C:\Users\plopez\btap_batch\output\sensitivity_example\sensitivity\runs\d43d50da-f2aa-4412-ad58-f16cd0f3fd18 | docker run --rm -v C:\Users\plopez\btap_batch\output\sensitivity_example\sensitivity\runs:/btap_costing/utilities/btap_cli/output -v C:\Users\plopez\btap_batch\output\sensitivity_example\sensitivity\runs\d43d50da-f2aa-4412-ad58-f16cd0f3fd18:/btap_costing/utilities/btap_cli/input phylroy_lopez_btap_cli bundle exec ruby btap_cli.rb | SUCCEEDED | 128.3972 | 2.0718 | 0.0027186 | 0.0016441 | 43822978 | 0 | 0 | 0 | 0 | 277.3322 | 126.9414 | 511.15 | 845.2233 | 37.3 | FullServiceRestaurant |  |  | 0 | FullServiceRestaurant | 1 |  | 1 | NECB2020 | 0.35004 | 2414.6632 | 18.8001 | 243.8499 | 51.9362 | 84.3566 | 0 | 16.2621 | 0 | 620.612 | 224.2073 | MONTREAL | QUEBEC | 0.18914 | 41.5198 | 0 | 41.7089 | 11.5234 | 11.3633 | 0 | 22.8867 | 0 | 0.041025 | 0 | 0 | 0.42457 | 0.1147 | 0.045525 | 0.63901 | 0.067182 | 0.15395 | 0.84048 | 0.0021911 | 1.265 | 0.20147 | 36.8076 | 264.4869 | Natural Gas | 37.3 | 0.757 | [5 empty] | 0.138 | 0.24 | 1.73 |  | 0 | 0 | Montreal-Trudeau Intl AP | CAN | 323 | 4090 | 45.471 | -73.741 | 6 | 4400 | QC | CAN_QC_Montreal-Trudeau.Intl.AP.716270_CWEC2016.epw | 1.2651 | 1022.926 | 18.8001 | 0 | 7.6253 | 17.711 | FALSE | FALSE | FALSE | TRUE | 12.385 | 16.0738 | -1 | 0 | 0 | 0 | 102.98 | 44.149 | 1.0279 | 0.023283 | 375.71 | 0.1 | 2023-08-22 14:04:37 -0400 | 8b8e2b3c9 | 0.4.0 | 1.265 | 31.67 | 24 | 0 | 0 | 0.047943 | 6.2911e-05 | 3.8046e-05 | 1014108.6875 | 1.4407 | 0.0018905 | 0.0011433 | 30474389.5 | 0 | 0 | 0 | 0 | 121 | 0 | 0 | 0 |  | :adv_dx_units | 0.3 | 0 | 0 | 0 | 0 | 0 | 0 | 0 | 0 | 0 | -3.9 | -3.9 | 13.9 | 0.8 | tier_1 | 0 | 0.6 | 31.67 | 24 | 2.0718 | 0.0027186 | 0.0016441 | 43822978 | 0 | 0 | 0 | 0 | 0.047943 | 6.2911e-05 | 3.8046e-05 | 1014108.6875 | 1.4407 | 0.0018905 | 0.0011433 | 30474389.5 | 0 | 0 | 0 | 0
0 | FullServiceRestaurant | NECB2020 | CAN_QC_Montreal-Trudeau.Intl.AP.716270_CWEC2016.epw | NaturalGas | NECB_Default | NECB_Default | 1 | NECB_Default | NECB_Default | NECB_Default_All | NECB_Default | NECB_Default | NECB_Default | NECB_Default | NECB_Default | NECB_Default | NECB_Default | NECB_Default | NECB_Default | NECB_Default | NECB_Default | NECB_Default | NECB_Default | NECB_Default | NECB_Default | NECB_Default | NECB_Default | NECB_Default | NECB_Default | NECB_Default | NECB_Default | NECB_Default | NECB_Default | NECB_Default | NECB_Default | NECB_Default | NECB_Default | NECB_Default | NECB_Default | NECB_Default | NECB_Default | NECB_Default | NECB_Default | NECB_Default | NECB_Default | NECB_Default | NECB_Default | NECB_Default | NECB_Default | NECB_Default | NECB_Default | NECB_Default | NECB_Default | NECB_Default | sensitivity | d53c1730-2ea5-4f73-a128-2f189b79bf3d | 5afcf5d1-c030-4cdc-872e-fe91b20ee7a9 | sensitivity_example | local_docker | TRUE | d53c1730-2ea5-4f73-a128-2f189b79bf3d | :adv_dx_units: NECB_Default :airloop_economizer_type: NECB_Default :algorithm_type: sensitivity :analysis_id: 5afcf5d1-c030-4cdc-872e-fe91b20ee7a9 :analysis_name: sensitivity_example :baseline_system_zones_map_option: NECB_Default :boiler_eff: NECB_Default :building_type: FullServiceRestaurant :chiller_type: NECB_Default :compute_environment: local_docker :datapoint_id: d53c1730-2ea5-4f73-a128-2f189b79bf3d :daylighting_type: NECB_Default :dcv_type: NECB_Default :door_construction_cond: NECB_Default :ecm_system_name: NECB_Default :electrical_loads_scale: NECB_Default :epw_file: CAN_QC_Montreal-Trudeau.Intl.AP.716270_CWEC2016.epw :erv_package: NECB_Default_All :ext_floor_cond: NECB_Default :ext_roof_cond: NECB_Default :ext_wall_cond: NECB_Default :fdwr_set: NECB_Default :fixed_wind_solar_trans: NECB_Default :fixed_window_cond: NECB_Default :furnace_eff: NECB_Default :glass_door_cond: NECB_Default :glass_door_solar_trans: NECB_Default :ground_floor_cond: NECB_Default :ground_roof_cond: NECB_Default :ground_wall_cond: NECB_Default :infiltration_scale: NECB_Default :job_id: d53c1730-2ea5-4f73-a128-2f189b79bf3d :lights_scale: '1.0' :lights_type: NECB_Default :npv_discount_rate: NECB_Default :npv_end_year: NECB_Default :npv_start_year: NECB_Default :nv_delta_temp_in_out: NECB_Default :nv_opening_fraction: NECB_Default :nv_temp_out_min: NECB_Default :nv_type: NECB_Default :oa_scale: NECB_Default :occupancy_loads_scale: NECB_Default :output_meters: [] :output_variables: - frequency: hourly key: '*' operation: '*' unit: '*' variable: Zone Air Temperature - frequency: hourly key: '*' operation: sum unit: GJ variable: Lights Total Heating Energy :overhead_door_cond: NECB_Default :primary_heating_fuel: NaturalGas :pv_ground_azimuth_angle: NECB_Default :pv_ground_module_description: NECB_Default :pv_ground_tilt_angle: NECB_Default :pv_ground_total_area_pv_panels_m2: NECB_Default :pv_ground_type: NECB_Default :rotation_degrees: NECB_Default :run_annual_simulation: true :scale_x: NECB_Default :scale_y: NECB_Default :scale_z: NECB_Default :scenario: :erv_package :shw_eff: NECB_Default :shw_scale: NECB_Default :skylight_cond: NECB_Default :skylight_solar_trans: NECB_Default :srr_set: NECB_Default :template: NECB2020 | file:///C:\Users\plopez\btap_batch\output\sensitivity_example\sensitivity\runs\d53c1730-2ea5-4f73-a128-2f189b79bf3d | docker run --rm -v C:\Users\plopez\btap_batch\output\sensitivity_example\sensitivity\runs:/btap_costing/utilities/btap_cli/output -v C:\Users\plopez\btap_batch\output\sensitivity_example\sensitivity\runs\d53c1730-2ea5-4f73-a128-2f189b79bf3d:/btap_costing/utilities/btap_cli/input phylroy_lopez_btap_cli bundle exec ruby btap_cli.rb | SUCCEEDED | 167.6329 | 2.0718 | 0.0027186 | 0.0016441 | 43822978 | 0 | 0 | 0 | 0 | 280.2993 | 126.9414 | 511.15 | 845.2233 | 37.3 | FullServiceRestaurant |  |  | 0 | FullServiceRestaurant | 1 |  | 1 | NECB2020 | 0.35004 | 2414.6632 | 24.7499 | 243.8499 | 51.9362 | 84.3566 | 0 | 16.2621 | 0 | 616.7259 | 220.3211 | MONTREAL | QUEBEC | 0.1939 | 41.5198 | 0 | 41.7137 | 11.8133 | 11.3633 | 0 | 23.1766 | 0 | 0.051707 | 0 | 0 | 0.43525 | 0.1147 | 0.045525 | 0.63901 | 0.067182 | 0.15395 | 0.84048 | 0.0021911 | 1.2757 | 0.20147 | 42.7574 | 264.4869 | Natural Gas | 37.3 | 0.757 | [5 empty] | 0.138 | 0.24 | 1.73 |  | 0 | 0 | Montreal-Trudeau Intl AP | CAN | 323 | 4090 | 45.471 | -73.741 | 6 | 4400 | QC | CAN_QC_Montreal-Trudeau.Intl.AP.716270_CWEC2016.epw | 1.2757 | 1023.5227 | 24.7499 | 0 | 7.6253 | 17.711 | FALSE | FALSE | FALSE | TRUE | 12.385 | 16.0738 | -1 | 0 | 0 | 0 | 102.98 | 44.149 | 1.0279 | 0.023283 | 375.71 | 0.1 | 2023-08-22 13:59:55 -0400 | 8b8e2b3c9 | 0.4.0 | 1.2757 | 31.67 | 24 | 0 | 0 | 0.047943 | 6.2911e-05 | 3.8046e-05 | 1014108.6875 | 1.4407 | 0.0018905 | 0.0011433 | 30474389.5 | 0 | 0 | 0 | 0 | 121 | 0 | 0 | 0 |  | :erv_package | 0 | 0 | 0 | 0 | 0 | 0 | 0 | 0 | 0 | 0 | 0 | 0 | 0 | 0 | tier_1 | 0 | 0 | 31.67 | 24 | 2.0718 | 0.0027186 | 0.0016441 | 43822978 | 0 | 0 | 0 | 0 | 0.047943 | 6.2911e-05 | 3.8046e-05 | 1014108.6875 | 1.4407 | 0.0018905 | 0.0011433 | 30474389.5 | 0 | 0 | 0 | 0
0 | FullServiceRestaurant | NECB2020 | CAN_QC_Montreal-Trudeau.Intl.AP.716270_CWEC2016.epw | NaturalGas | NECB_Default | NECB_Default | 1 | NECB_Default | NECB_Default | NECB_Default | NECB_Default | NECB_Default | NECB_Default | 0.278 | NECB_Default | NECB_Default | NECB_Default | NECB_Default | NECB_Default | NECB_Default | NECB_Default | NECB_Default | NECB_Default | NECB_Default | NECB_Default | NECB_Default | NECB_Default | NECB_Default | NECB_Default | NECB_Default | NECB_Default | NECB_Default | NECB_Default | NECB_Default | NECB_Default | NECB_Default | NECB_Default | NECB_Default | NECB_Default | NECB_Default | NECB_Default | NECB_Default | NECB_Default | NECB_Default | NECB_Default | NECB_Default | NECB_Default | NECB_Default | NECB_Default | NECB_Default | NECB_Default | NECB_Default | NECB_Default | NECB_Default | sensitivity | d6250980-bc3b-4d44-beb0-d152d02eddcb | 5afcf5d1-c030-4cdc-872e-fe91b20ee7a9 | sensitivity_example | local_docker | TRUE | d6250980-bc3b-4d44-beb0-d152d02eddcb | :adv_dx_units: NECB_Default :airloop_economizer_type: NECB_Default :algorithm_type: sensitivity :analysis_id: 5afcf5d1-c030-4cdc-872e-fe91b20ee7a9 :analysis_name: sensitivity_example :baseline_system_zones_map_option: NECB_Default :boiler_eff: NECB_Default :building_type: FullServiceRestaurant :chiller_type: NECB_Default :compute_environment: local_docker :datapoint_id: d6250980-bc3b-4d44-beb0-d152d02eddcb :daylighting_type: NECB_Default :dcv_type: NECB_Default :door_construction_cond: NECB_Default :ecm_system_name: NECB_Default :electrical_loads_scale: NECB_Default :epw_file: CAN_QC_Montreal-Trudeau.Intl.AP.716270_CWEC2016.epw :erv_package: NECB_Default :ext_floor_cond: NECB_Default :ext_roof_cond: NECB_Default :ext_wall_cond: '0.278' :fdwr_set: NECB_Default :fixed_wind_solar_trans: NECB_Default :fixed_window_cond: NECB_Default :furnace_eff: NECB_Default :glass_door_cond: NECB_Default :glass_door_solar_trans: NECB_Default :ground_floor_cond: NECB_Default :ground_roof_cond: NECB_Default :ground_wall_cond: NECB_Default :infiltration_scale: NECB_Default :job_id: d6250980-bc3b-4d44-beb0-d152d02eddcb :lights_scale: '1.0' :lights_type: NECB_Default :npv_discount_rate: NECB_Default :npv_end_year: NECB_Default :npv_start_year: NECB_Default :nv_delta_temp_in_out: NECB_Default :nv_opening_fraction: NECB_Default :nv_temp_out_min: NECB_Default :nv_type: NECB_Default :oa_scale: NECB_Default :occupancy_loads_scale: NECB_Default :output_meters: [] :output_variables: - frequency: hourly key: '*' operation: '*' unit: '*' variable: Zone Air Temperature - frequency: hourly key: '*' operation: sum unit: GJ variable: Lights Total Heating Energy :overhead_door_cond: NECB_Default :primary_heating_fuel: NaturalGas :pv_ground_azimuth_angle: NECB_Default :pv_ground_module_description: NECB_Default :pv_ground_tilt_angle: NECB_Default :pv_ground_total_area_pv_panels_m2: NECB_Default :pv_ground_type: NECB_Default :rotation_degrees: NECB_Default :run_annual_simulation: true :scale_x: NECB_Default :scale_y: NECB_Default :scale_z: NECB_Default :scenario: :ext_wall_cond :shw_eff: NECB_Default :shw_scale: NECB_Default :skylight_cond: NECB_Default :skylight_solar_trans: NECB_Default :srr_set: NECB_Default :template: NECB2020 | file:///C:\Users\plopez\btap_batch\output\sensitivity_example\sensitivity\runs\d6250980-bc3b-4d44-beb0-d152d02eddcb | docker run --rm -v C:\Users\plopez\btap_batch\output\sensitivity_example\sensitivity\runs:/btap_costing/utilities/btap_cli/output -v C:\Users\plopez\btap_batch\output\sensitivity_example\sensitivity\runs\d6250980-bc3b-4d44-beb0-d152d02eddcb:/btap_costing/utilities/btap_cli/input phylroy_lopez_btap_cli bundle exec ruby btap_cli.rb | SUCCEEDED | 164.5569 | 2.0714 | 0.0027182 | 0.0016438 | 43815794 | 0 | 0 | 0 | 0 | 281.3427 | 127.8109 | 511.15 | 845.2233 | 37.3 | FullServiceRestaurant |  |  | 0 | FullServiceRestaurant | 1 |  | 1 | NECB2020 | 0.35004 | 2414.6632 | 24.757 | 243.7227 | 52.0397 | 84.3566 | 0 | 16.2621 | 0 | 616.7573 | 220.3762 | MONTREAL | QUEBEC | 0.19391 | 41.7044 | 0 | 41.8983 | 11.8139 | 11.4138 | 0 | 23.2276 | 0 | 0.051668 | 0 | 0 | 0.43529 | 0.11474 | 0.045525 | 0.64273 | 0.067182 | 0.15395 | 0.84419 | 0.0022303 | 1.2795 | 0.20147 | 42.7674 | 267.565 | Natural Gas | 37.3 | 0.757 | [5 empty] | 0.138 | 0.278 | 1.73 |  | 0 | 0 | Montreal-Trudeau Intl AP | CAN | 323 | 4090 | 45.471 | -73.741 | 6 | 4400 | QC | CAN_QC_Montreal-Trudeau.Intl.AP.716270_CWEC2016.epw | 1.2795 | 1024.5622 | 24.757 | 0 | 7.6253 | 17.7112 | FALSE | FALSE | FALSE | TRUE | 12.385 | 16.0739 | -1 | 0 | 0 | 0 | 102.98 | 44.149 | 1.0279 | 0.023283 | 375.71 | 0.1 | 2023-08-22 13:59:58 -0400 | 8b8e2b3c9 | 0.4.0 | 1.2795 | 31.5 | 23.83 | 0 | 0 | 0.047943 | 6.2911e-05 | 3.8046e-05 | 1014108.6875 | 1.4405 | 0.0018902 | 0.0011431 | 30469395.5 | 0 | 0 | 0 | 0 | 121 | 0 | 0 | 0 |  | :ext_wall_cond | -0.1 | 0 | 0 | 0 | 0.1 | -0.1 | 0 | 0 | 0 | 0 | -0.1 | 0 | 0 | -0.3 | non_compliant | -0.4 | -1 | 31.67 | 24 | 2.0718 | 0.0027186 | 0.0016441 | 43822978 | 0 | 0 | 0 | 0 | 0.047943 | 6.2911e-05 | 3.8046e-05 | 1014108.6875 | 1.4407 | 0.0018905 | 0.0011433 | 30474389.5 | 0 | 0 | 0 | 0
0 | FullServiceRestaurant | NECB2020 | CAN_QC_Montreal-Trudeau.Intl.AP.716270_CWEC2016.epw | NaturalGas | NECB_Default | NECB_Default | 1 | NECB_Default | NECB_Default | NECB_Default | NECB_Default | NECB_Default | NECB_Default | NECB_Default | NECB_Default | NECB_Default | NECB_Default | NECB_Default | NECB_Default | NECB_Default | NECB_Default | NECB_Default | NECB_Default | NECB_Default | NECB_Default | 0.6 | NECB_Default | NECB_Default | NECB_Default | NECB_Default | NECB_Default | NECB_Default | NECB_Default | NECB_Default | NECB_Default | NECB_Default | NECB_Default | NECB_Default | NECB_Default | NECB_Default | NECB_Default | NECB_Default | NECB_Default | NECB_Default | NECB_Default | NECB_Default | NECB_Default | NECB_Default | NECB_Default | NECB_Default | NECB_Default | NECB_Default | NECB_Default | NECB_Default | sensitivity | d6297adb-21ad-4868-9e14-b10abb40e77f | 5afcf5d1-c030-4cdc-872e-fe91b20ee7a9 | sensitivity_example | local_docker | TRUE | d6297adb-21ad-4868-9e14-b10abb40e77f | :adv_dx_units: NECB_Default :airloop_economizer_type: NECB_Default :algorithm_type: sensitivity :analysis_id: 5afcf5d1-c030-4cdc-872e-fe91b20ee7a9 :analysis_name: sensitivity_example :baseline_system_zones_map_option: NECB_Default :boiler_eff: NECB_Default :building_type: FullServiceRestaurant :chiller_type: NECB_Default :compute_environment: local_docker :datapoint_id: d6297adb-21ad-4868-9e14-b10abb40e77f :daylighting_type: NECB_Default :dcv_type: NECB_Default :door_construction_cond: NECB_Default :ecm_system_name: NECB_Default :electrical_loads_scale: NECB_Default :epw_file: CAN_QC_Montreal-Trudeau.Intl.AP.716270_CWEC2016.epw :erv_package: NECB_Default :ext_floor_cond: NECB_Default :ext_roof_cond: NECB_Default :ext_wall_cond: NECB_Default :fdwr_set: NECB_Default :fixed_wind_solar_trans: '0.6' :fixed_window_cond: NECB_Default :furnace_eff: NECB_Default :glass_door_cond: NECB_Default :glass_door_solar_trans: NECB_Default :ground_floor_cond: NECB_Default :ground_roof_cond: NECB_Default :ground_wall_cond: NECB_Default :infiltration_scale: NECB_Default :job_id: d6297adb-21ad-4868-9e14-b10abb40e77f :lights_scale: '1.0' :lights_type: NECB_Default :npv_discount_rate: NECB_Default :npv_end_year: NECB_Default :npv_start_year: NECB_Default :nv_delta_temp_in_out: NECB_Default :nv_opening_fraction: NECB_Default :nv_temp_out_min: NECB_Default :nv_type: NECB_Default :oa_scale: NECB_Default :occupancy_loads_scale: NECB_Default :output_meters: [] :output_variables: - frequency: hourly key: '*' operation: '*' unit: '*' variable: Zone Air Temperature - frequency: hourly key: '*' operation: sum unit: GJ variable: Lights Total Heating Energy :overhead_door_cond: NECB_Default :primary_heating_fuel: NaturalGas :pv_ground_azimuth_angle: NECB_Default :pv_ground_module_description: NECB_Default :pv_ground_tilt_angle: NECB_Default :pv_ground_total_area_pv_panels_m2: NECB_Default :pv_ground_type: NECB_Default :rotation_degrees: NECB_Default :run_annual_simulation: true :scale_x: NECB_Default :scale_y: NECB_Default :scale_z: NECB_Default :scenario: :fixed_wind_solar_trans :shw_eff: NECB_Default :shw_scale: NECB_Default :skylight_cond: NECB_Default :skylight_solar_trans: NECB_Default :srr_set: NECB_Default :template: NECB2020 | file:///C:\Users\plopez\btap_batch\output\sensitivity_example\sensitivity\runs\d6297adb-21ad-4868-9e14-b10abb40e77f | docker run --rm -v C:\Users\plopez\btap_batch\output\sensitivity_example\sensitivity\runs:/btap_costing/utilities/btap_cli/output -v C:\Users\plopez\btap_batch\output\sensitivity_example\sensitivity\runs\d6297adb-21ad-4868-9e14-b10abb40e77f:/btap_costing/utilities/btap_cli/input phylroy_lopez_btap_cli bundle exec ruby btap_cli.rb | SUCCEEDED | 135.5957 | 2.0718 | 0.0027186 | 0.0016441 | 43822978 | 0 | 0 | 0 | 0 | 280.2993 | 126.9414 | 511.15 | 845.2233 | 37.3 | FullServiceRestaurant |  |  | 0 | FullServiceRestaurant | 1 |  | 1 | NECB2020 | 0.35004 | 2414.6632 | 24.7499 | 243.8499 | 51.9362 | 84.3566 | 0 | 16.2621 | 0 | 616.7259 | 220.3211 | MONTREAL | QUEBEC | 0.1939 | 41.5198 | 0 | 41.7137 | 11.8133 | 11.3633 | 0 | 23.1766 | 0 | 0.051707 | 0 | 0 | 0.43525 | 0.1147 | 0.045525 | 0.63901 | 0.067182 | 0.15395 | 0.84048 | 0.0021911 | 1.2757 | 0.20147 | 42.7574 | 264.4869 | Natural Gas | 37.3 | 0.757 | [5 empty] | 0.138 | 0.24 | 1.73 |  | 0 | 0 | Montreal-Trudeau Intl AP | CAN | 323 | 4090 | 45.471 | -73.741 | 6 | 4400 | QC | CAN_QC_Montreal-Trudeau.Intl.AP.716270_CWEC2016.epw | 1.2757 | 1023.5227 | 24.7499 | 0 | 7.6253 | 17.711 | FALSE | FALSE | FALSE | TRUE | 12.385 | 16.0738 | -1 | 0 | 0 | 0 | 102.98 | 44.149 | 1.0279 | 0.023283 | 375.71 | 0.1 | 2023-08-22 14:04:27 -0400 | 8b8e2b3c9 | 0.4.0 | 1.2757 | 31.67 | 24 | 0 | 0 | 0.047943 | 6.2911e-05 | 3.8046e-05 | 1014108.6875 | 1.4407 | 0.0018905 | 0.0011433 | 30474389.5 | 0 | 0 | 0 | 0 | 121 | 0 | 0 | 0 |  | :fixed_wind_solar_trans | 0 | 0 | 0 | 0 | 0 | 0 | 0 | 0 | 0 | 0 | 0 | 0 | 0 | 0 | tier_1 | 0 | 0 | 31.67 | 24 | 2.0718 | 0.0027186 | 0.0016441 | 43822978 | 0 | 0 | 0 | 0 | 0.047943 | 6.2911e-05 | 3.8046e-05 | 1014108.6875 | 1.4407 | 0.0018905 | 0.0011433 | 30474389.5 | 0 | 0 | 0 | 0
0 | FullServiceRestaurant | NECB2020 | CAN_QC_Montreal-Trudeau.Intl.AP.716270_CWEC2016.epw | NaturalGas | NECB_Default | NECB_Default | 1 | NECB_Default | NECB_Default | NECB_Default | NECB_Default | NECB_Default | NECB_Default | NECB_Default | NECB_Default | NECB_Default | NECB_Default | NECB_Default | NECB_Default | NECB_Default | NECB_Default | NECB_Default | NECB_Default | NECB_Default | NECB_Default | NECB_Default | NECB_Default | NECB_Default | NECB_Default | NECB_Default | NECB_Default | NECB_Default | NECB_Default | NECB_Default | NECB_Default | NECB_Default | NECB_Default | NECB_Default | NECB_Default | NECB_Default | NECB_Default | NECB_Default | NECB_Default | NECB_Default | NECB_Default | NECB_Default | NECB_Default | NECB_Default | NECB_Default | NECB_Default | NECB_Default | NECB_Default | NECB_Default | NECB_Default | sensitivity | d6af3f46-3921-479f-a7cc-f229aff4eb5d | 5afcf5d1-c030-4cdc-872e-fe91b20ee7a9 | sensitivity_example | local_docker | TRUE | d6af3f46-3921-479f-a7cc-f229aff4eb5d | :adv_dx_units: NECB_Default :airloop_economizer_type: NECB_Default :algorithm_type: sensitivity :analysis_id: 5afcf5d1-c030-4cdc-872e-fe91b20ee7a9 :analysis_name: sensitivity_example :baseline_system_zones_map_option: NECB_Default :boiler_eff: NECB_Default :building_type: FullServiceRestaurant :chiller_type: NECB_Default :compute_environment: local_docker :datapoint_id: d6af3f46-3921-479f-a7cc-f229aff4eb5d :daylighting_type: NECB_Default :dcv_type: NECB_Default :door_construction_cond: NECB_Default :ecm_system_name: NECB_Default :electrical_loads_scale: NECB_Default :epw_file: CAN_QC_Montreal-Trudeau.Intl.AP.716270_CWEC2016.epw :erv_package: NECB_Default :ext_floor_cond: NECB_Default :ext_roof_cond: NECB_Default :ext_wall_cond: NECB_Default :fdwr_set: NECB_Default :fixed_wind_solar_trans: NECB_Default :fixed_window_cond: NECB_Default :furnace_eff: NECB_Default :glass_door_cond: NECB_Default :glass_door_solar_trans: NECB_Default :ground_floor_cond: NECB_Default :ground_roof_cond: NECB_Default :ground_wall_cond: NECB_Default :infiltration_scale: NECB_Default :job_id: d6af3f46-3921-479f-a7cc-f229aff4eb5d :lights_scale: '1.0' :lights_type: NECB_Default :npv_discount_rate: NECB_Default :npv_end_year: NECB_Default :npv_start_year: NECB_Default :nv_delta_temp_in_out: NECB_Default :nv_opening_fraction: NECB_Default :nv_temp_out_min: NECB_Default :nv_type: NECB_Default :oa_scale: NECB_Default :occupancy_loads_scale: NECB_Default :output_meters: [] :output_variables: - frequency: hourly key: '*' operation: '*' unit: '*' variable: Zone Air Temperature - frequency: hourly key: '*' operation: sum unit: GJ variable: Lights Total Heating Energy :overhead_door_cond: NECB_Default :primary_heating_fuel: NaturalGas :pv_ground_azimuth_angle: NECB_Default :pv_ground_module_description: NECB_Default :pv_ground_tilt_angle: NECB_Default :pv_ground_total_area_pv_panels_m2: NECB_Default :pv_ground_type: NECB_Default :rotation_degrees: NECB_Default :run_annual_simulation: true :scale_x: NECB_Default :scale_y: NECB_Default :scale_z: NECB_Default :scenario: :skylight_cond :shw_eff: NECB_Default :shw_scale: NECB_Default :skylight_cond: NECB_Default :skylight_solar_trans: NECB_Default :srr_set: NECB_Default :template: NECB2020 | file:///C:\Users\plopez\btap_batch\output\sensitivity_example\sensitivity\runs\d6af3f46-3921-479f-a7cc-f229aff4eb5d | docker run --rm -v C:\Users\plopez\btap_batch\output\sensitivity_example\sensitivity\runs:/btap_costing/utilities/btap_cli/output -v C:\Users\plopez\btap_batch\output\sensitivity_example\sensitivity\runs\d6af3f46-3921-479f-a7cc-f229aff4eb5d:/btap_costing/utilities/btap_cli/input phylroy_lopez_btap_cli bundle exec ruby btap_cli.rb | SUCCEEDED | 138.1601 | 2.0718 | 0.0027186 | 0.0016441 | 43822978 | 0 | 0 | 0 | 0 | 280.2993 | 126.9414 | 511.15 | 845.2233 | 37.3 | FullServiceRestaurant |  |  | 0 | FullServiceRestaurant | 1 |  | 1 | NECB2020 | 0.35004 | 2414.6632 | 24.7499 | 243.8499 | 51.9362 | 84.3566 | 0 | 16.2621 | 0 | 616.7259 | 220.3211 | MONTREAL | QUEBEC | 0.1939 | 41.5198 | 0 | 41.7137 | 11.8133 | 11.3633 | 0 | 23.1766 | 0 | 0.051707 | 0 | 0 | 0.43525 | 0.1147 | 0.045525 | 0.63901 | 0.067182 | 0.15395 | 0.84048 | 0.0021911 | 1.2757 | 0.20147 | 42.7574 | 264.4869 | Natural Gas | 37.3 | 0.757 | [5 empty] | 0.138 | 0.24 | 1.73 |  | 0 | 0 | Montreal-Trudeau Intl AP | CAN | 323 | 4090 | 45.471 | -73.741 | 6 | 4400 | QC | CAN_QC_Montreal-Trudeau.Intl.AP.716270_CWEC2016.epw | 1.2757 | 1023.5227 | 24.7499 | 0 | 7.6253 | 17.711 | FALSE | FALSE | FALSE | TRUE | 12.385 | 16.0738 | -1 | 0 | 0 | 0 | 102.98 | 44.149 | 1.0279 | 0.023283 | 375.71 | 0.1 | 2023-08-22 14:04:27 -0400 | 8b8e2b3c9 | 0.4.0 | 1.2757 | 31.67 | 24 | 0 | 0 | 0.047943 | 6.2911e-05 | 3.8046e-05 | 1014108.6875 | 1.4407 | 0.0018905 | 0.0011433 | 30474389.5 | 0 | 0 | 0 | 0 | 121 | 0 | 0 | 0 |  | :skylight_cond | 0 | 0 | 0 | 0 | 0 | 0 | 0 | 0 | 0 | 0 | 0 | 0 | 0 | 0 | tier_1 | 0 | 0 | 31.67 | 24 | 2.0718 | 0.0027186 | 0.0016441 | 43822978 | 0 | 0 | 0 | 0 | 0.047943 | 6.2911e-05 | 3.8046e-05 | 1014108.6875 | 1.4407 | 0.0018905 | 0.0011433 | 30474389.5 | 0 | 0 | 0 | 0
0 | FullServiceRestaurant | NECB2020 | CAN_QC_Montreal-Trudeau.Intl.AP.716270_CWEC2016.epw | NaturalGas | NECB_Default | NECB_Default | 1 | NECB_Default | NECB_Default | NECB_Default | NECB_Default | NECB_Default | NECB_Default | NECB_Default | NECB_Default | NECB_Default | NECB_Default | NECB_Default | NECB_Default | NECB_Default | NECB_Default | NECB_Default | NECB_Default | NECB_Default | NECB_Default | NECB_Default | NECB_Default | NECB_Default | NECB_Default | NECB_Default | NECB_Default | NECB_Default | NECB_Default | NECB_Default | NECB_Default | NECB_Default | NECB_Default | NECB_Default | NECB_Default | NECB_Default | NECB_Default | NECB_Default | NECB_Default | NECB_Default | NECB_Default | NECB_Default | NECB_Default | NECB_Default | NECB_Default | NECB_Default | NECB_Default | NECB_Default | NECB_Default | NECB_Default | sensitivity | de0157c2-a771-46eb-ab2b-0778275aa890 | 5afcf5d1-c030-4cdc-872e-fe91b20ee7a9 | sensitivity_example | local_docker | TRUE | de0157c2-a771-46eb-ab2b-0778275aa890 | :adv_dx_units: NECB_Default :airloop_economizer_type: NECB_Default :algorithm_type: sensitivity :analysis_id: 5afcf5d1-c030-4cdc-872e-fe91b20ee7a9 :analysis_name: sensitivity_example :baseline_system_zones_map_option: NECB_Default :boiler_eff: NECB_Default :building_type: FullServiceRestaurant :chiller_type: NECB_Default :compute_environment: local_docker :datapoint_id: de0157c2-a771-46eb-ab2b-0778275aa890 :daylighting_type: NECB_Default :dcv_type: NECB_Default :door_construction_cond: NECB_Default :ecm_system_name: NECB_Default :electrical_loads_scale: NECB_Default :epw_file: CAN_QC_Montreal-Trudeau.Intl.AP.716270_CWEC2016.epw :erv_package: NECB_Default :ext_floor_cond: NECB_Default :ext_roof_cond: NECB_Default :ext_wall_cond: NECB_Default :fdwr_set: NECB_Default :fixed_wind_solar_trans: NECB_Default :fixed_window_cond: NECB_Default :furnace_eff: NECB_Default :glass_door_cond: NECB_Default :glass_door_solar_trans: NECB_Default :ground_floor_cond: NECB_Default :ground_roof_cond: NECB_Default :ground_wall_cond: NECB_Default :infiltration_scale: NECB_Default :job_id: de0157c2-a771-46eb-ab2b-0778275aa890 :lights_scale: '1.0' :lights_type: NECB_Default :npv_discount_rate: NECB_Default :npv_end_year: NECB_Default :npv_start_year: NECB_Default :nv_delta_temp_in_out: NECB_Default :nv_opening_fraction: NECB_Default :nv_temp_out_min: NECB_Default :nv_type: NECB_Default :oa_scale: NECB_Default :occupancy_loads_scale: NECB_Default :output_meters: [] :output_variables: - frequency: hourly key: '*' operation: '*' unit: '*' variable: Zone Air Temperature - frequency: hourly key: '*' operation: sum unit: GJ variable: Lights Total Heating Energy :overhead_door_cond: NECB_Default :primary_heating_fuel: NaturalGas :pv_ground_azimuth_angle: NECB_Default :pv_ground_module_description: NECB_Default :pv_ground_tilt_angle: NECB_Default :pv_ground_total_area_pv_panels_m2: NECB_Default :pv_ground_type: NECB_Default :rotation_degrees: NECB_Default :run_annual_simulation: true :scale_x: NECB_Default :scale_y: NECB_Default :scale_z: NECB_Default :scenario: :shw_eff :shw_eff: NECB_Default :shw_scale: NECB_Default :skylight_cond: NECB_Default :skylight_solar_trans: NECB_Default :srr_set: NECB_Default :template: NECB2020 | file:///C:\Users\plopez\btap_batch\output\sensitivity_example\sensitivity\runs\de0157c2-a771-46eb-ab2b-0778275aa890 | docker run --rm -v C:\Users\plopez\btap_batch\output\sensitivity_example\sensitivity\runs:/btap_costing/utilities/btap_cli/output -v C:\Users\plopez\btap_batch\output\sensitivity_example\sensitivity\runs\de0157c2-a771-46eb-ab2b-0778275aa890:/btap_costing/utilities/btap_cli/input phylroy_lopez_btap_cli bundle exec ruby btap_cli.rb | SUCCEEDED | 167.1469 | 2.0718 | 0.0027186 | 0.0016441 | 43822978 | 0 | 0 | 0 | 0 | 280.2993 | 126.9414 | 511.15 | 845.2233 | 37.3 | FullServiceRestaurant |  |  | 0 | FullServiceRestaurant | 1 |  | 1 | NECB2020 | 0.35004 | 2414.6632 | 24.7499 | 243.8499 | 51.9362 | 84.3566 | 0 | 16.2621 | 0 | 616.7259 | 220.3211 | MONTREAL | QUEBEC | 0.1939 | 41.5198 | 0 | 41.7137 | 11.8133 | 11.3633 | 0 | 23.1766 | 0 | 0.051707 | 0 | 0 | 0.43525 | 0.1147 | 0.045525 | 0.63901 | 0.067182 | 0.15395 | 0.84048 | 0.0021911 | 1.2757 | 0.20147 | 42.7574 | 264.4869 | Natural Gas | 37.3 | 0.757 | [5 empty] | 0.138 | 0.24 | 1.73 |  | 0 | 0 | Montreal-Trudeau Intl AP | CAN | 323 | 4090 | 45.471 | -73.741 | 6 | 4400 | QC | CAN_QC_Montreal-Trudeau.Intl.AP.716270_CWEC2016.epw | 1.2757 | 1023.5227 | 24.7499 | 0 | 7.6253 | 17.711 | FALSE | FALSE | FALSE | TRUE | 12.385 | 16.0738 | -1 | 0 | 0 | 0 | 102.98 | 44.149 | 1.0279 | 0.023283 | 375.71 | 0.1 | 2023-08-22 13:59:56 -0400 | 8b8e2b3c9 | 0.4.0 | 1.2757 | 31.67 | 24 | 0 | 0 | 0.047943 | 6.2911e-05 | 3.8046e-05 | 1014108.6875 | 1.4407 | 0.0018905 | 0.0011433 | 30474389.5 | 0 | 0 | 0 | 0 | 121 | 0 | 0 | 0 |  | :shw_eff | 0 | 0 | 0 | 0 | 0 | 0 | 0 | 0 | 0 | 0 | 0 | 0 | 0 | 0 | tier_1 | 0 | 0 | 31.67 | 24 | 2.0718 | 0.0027186 | 0.0016441 | 43822978 | 0 | 0 | 0 | 0 | 0.047943 | 6.2911e-05 | 3.8046e-05 | 1014108.6875 | 1.4407 | 0.0018905 | 0.0011433 | 30474389.5 | 0 | 0 | 0 | 0
0 | FullServiceRestaurant | NECB2020 | CAN_QC_Montreal-Trudeau.Intl.AP.716270_CWEC2016.epw | NaturalGas | NECB_Default | NECB_Default | 1 | NECB_Default | NECB_Default | NECB_Default | NECB_Default | NECB_Default | NECB_Default | NECB_Default | NECB_Default | NECB_Default | NECB_Default | NECB_Default | NECB_Default | NECB_Default | NECB_Default | NECB_Default | NECB_Default | NECB_Default | NECB_Default | NECB_Default | NECB_Default | NECB_Default | NECB_Default | NECB_Default | NECB_Default | NECB_Default | NECB_Default | NECB_Default | NECB_Default | NECB_Default | NECB_Default | NECB_Default | NECB_Default | NECB_Default | NECB_Default | NECB_Default | NECB_Default | NECB_Default | NECB_Default | NECB_Default | NECB_Default | NECB_Default | NECB_Default | NECB_Default | NECB_Default | NECB_Default | NECB_Default | NECB_Default | sensitivity | dffc687a-9d60-4476-a082-fd5348830cef | 5afcf5d1-c030-4cdc-872e-fe91b20ee7a9 | sensitivity_example | local_docker | TRUE | dffc687a-9d60-4476-a082-fd5348830cef | :adv_dx_units: NECB_Default :airloop_economizer_type: NECB_Default :algorithm_type: sensitivity :analysis_id: 5afcf5d1-c030-4cdc-872e-fe91b20ee7a9 :analysis_name: sensitivity_example :baseline_system_zones_map_option: NECB_Default :boiler_eff: NECB_Default :building_type: FullServiceRestaurant :chiller_type: NECB_Default :compute_environment: local_docker :datapoint_id: dffc687a-9d60-4476-a082-fd5348830cef :daylighting_type: NECB_Default :dcv_type: NECB_Default :door_construction_cond: NECB_Default :ecm_system_name: NECB_Default :electrical_loads_scale: NECB_Default :epw_file: CAN_QC_Montreal-Trudeau.Intl.AP.716270_CWEC2016.epw :erv_package: NECB_Default :ext_floor_cond: NECB_Default :ext_roof_cond: NECB_Default :ext_wall_cond: NECB_Default :fdwr_set: NECB_Default :fixed_wind_solar_trans: NECB_Default :fixed_window_cond: NECB_Default :furnace_eff: NECB_Default :glass_door_cond: NECB_Default :glass_door_solar_trans: NECB_Default :ground_floor_cond: NECB_Default :ground_roof_cond: NECB_Default :ground_wall_cond: NECB_Default :infiltration_scale: NECB_Default :job_id: dffc687a-9d60-4476-a082-fd5348830cef :lights_scale: '1.0' :lights_type: NECB_Default :npv_discount_rate: NECB_Default :npv_end_year: NECB_Default :npv_start_year: NECB_Default :nv_delta_temp_in_out: NECB_Default :nv_opening_fraction: NECB_Default :nv_temp_out_min: NECB_Default :nv_type: NECB_Default :oa_scale: NECB_Default :occupancy_loads_scale: NECB_Default :output_meters: [] :output_variables: - frequency: hourly key: '*' operation: '*' unit: '*' variable: Zone Air Temperature - frequency: hourly key: '*' operation: sum unit: GJ variable: Lights Total Heating Energy :overhead_door_cond: NECB_Default :primary_heating_fuel: NaturalGas :pv_ground_azimuth_angle: NECB_Default :pv_ground_module_description: NECB_Default :pv_ground_tilt_angle: NECB_Default :pv_ground_total_area_pv_panels_m2: NECB_Default :pv_ground_type: NECB_Default :rotation_degrees: NECB_Default :run_annual_simulation: true :scale_x: NECB_Default :scale_y: NECB_Default :scale_z: NECB_Default :scenario: :overhead_door_cond :shw_eff: NECB_Default :shw_scale: NECB_Default :skylight_cond: NECB_Default :skylight_solar_trans: NECB_Default :srr_set: NECB_Default :template: NECB2020 | file:///C:\Users\plopez\btap_batch\output\sensitivity_example\sensitivity\runs\dffc687a-9d60-4476-a082-fd5348830cef | docker run --rm -v C:\Users\plopez\btap_batch\output\sensitivity_example\sensitivity\runs:/btap_costing/utilities/btap_cli/output -v C:\Users\plopez\btap_batch\output\sensitivity_example\sensitivity\runs\dffc687a-9d60-4476-a082-fd5348830cef:/btap_costing/utilities/btap_cli/input phylroy_lopez_btap_cli bundle exec ruby btap_cli.rb | SUCCEEDED | 141.17 | 2.0718 | 0.0027186 | 0.0016441 | 43822978 | 0 | 0 | 0 | 0 | 280.2993 | 126.9414 | 511.15 | 845.2233 | 37.3 | FullServiceRestaurant |  |  | 0 | FullServiceRestaurant | 1 |  | 1 | NECB2020 | 0.35004 | 2414.6632 | 24.7499 | 243.8499 | 51.9362 | 84.3566 | 0 | 16.2621 | 0 | 616.7259 | 220.3211 | MONTREAL | QUEBEC | 0.1939 | 41.5198 | 0 | 41.7137 | 11.8133 | 11.3633 | 0 | 23.1766 | 0 | 0.051707 | 0 | 0 | 0.43525 | 0.1147 | 0.045525 | 0.63901 | 0.067182 | 0.15395 | 0.84048 | 0.0021911 | 1.2757 | 0.20147 | 42.7574 | 264.4869 | Natural Gas | 37.3 | 0.757 | [5 empty] | 0.138 | 0.24 | 1.73 |  | 0 | 0 | Montreal-Trudeau Intl AP | CAN | 323 | 4090 | 45.471 | -73.741 | 6 | 4400 | QC | CAN_QC_Montreal-Trudeau.Intl.AP.716270_CWEC2016.epw | 1.2757 | 1023.5227 | 24.7499 | 0 | 7.6253 | 17.711 | FALSE | FALSE | FALSE | TRUE | 12.385 | 16.0738 | -1 | 0 | 0 | 0 | 102.98 | 44.149 | 1.0279 | 0.023283 | 375.71 | 0.1 | 2023-08-22 14:02:25 -0400 | 8b8e2b3c9 | 0.4.0 | 1.2757 | 31.67 | 24 | 0 | 0 | 0.047943 | 6.2911e-05 | 3.8046e-05 | 1014108.6875 | 1.4407 | 0.0018905 | 0.0011433 | 30474389.5 | 0 | 0 | 0 | 0 | 121 | 0 | 0 | 0 |  | :overhead_door_cond | 0 | 0 | 0 | 0 | 0 | 0 | 0 | 0 | 0 | 0 | 0 | 0 | 0 | 0 | tier_1 | 0 | 0 | 31.67 | 24 | 2.0718 | 0.0027186 | 0.0016441 | 43822978 | 0 | 0 | 0 | 0 | 0.047943 | 6.2911e-05 | 3.8046e-05 | 1014108.6875 | 1.4407 | 0.0018905 | 0.0011433 | 30474389.5 | 0 | 0 | 0 | 0
0 | FullServiceRestaurant | NECB2020 | CAN_QC_Montreal-Trudeau.Intl.AP.716270_CWEC2016.epw | NaturalGas | NECB_Default | NECB_Default | 1 | NECB_Default | NECB_Default | NECB_Default | NECB_Default | NECB_Default | NECB_Default | NECB_Default | NECB_Default | NECB_Default | NECB_Default | NECB_Default | NECB_Default | NECB_Default | NECB_Default | NECB_Default | NECB_Default | NECB_Default | NECB_Default | NECB_Default | NECB_Default | NECB_Default | NECB_Default | NECB_Default | NECB_Default | NECB_Default | NECB_Default | NECB_Default | NECB_Default | NECB_Default | NECB_Default | NECB_Default | NECB_Default | NECB_Default | NECB_Default | NECB_Default | NECB_Default | NECB_Default | NECB_Default | NECB_Default | NECB_Default | NECB_Default | NECB_Default | NECB_Default | NECB_Default | NECB_Default | NECB_Default | NECB_Default | sensitivity | e36cecd1-c615-4745-bdff-dfab07c21a1e | 5afcf5d1-c030-4cdc-872e-fe91b20ee7a9 | sensitivity_example | local_docker | TRUE | e36cecd1-c615-4745-bdff-dfab07c21a1e | :adv_dx_units: NECB_Default :airloop_economizer_type: NECB_Default :algorithm_type: sensitivity :analysis_id: 5afcf5d1-c030-4cdc-872e-fe91b20ee7a9 :analysis_name: sensitivity_example :baseline_system_zones_map_option: NECB_Default :boiler_eff: NECB_Default :building_type: FullServiceRestaurant :chiller_type: NECB_Default :compute_environment: local_docker :datapoint_id: e36cecd1-c615-4745-bdff-dfab07c21a1e :daylighting_type: NECB_Default :dcv_type: NECB_Default :door_construction_cond: NECB_Default :ecm_system_name: NECB_Default :electrical_loads_scale: NECB_Default :epw_file: CAN_QC_Montreal-Trudeau.Intl.AP.716270_CWEC2016.epw :erv_package: NECB_Default :ext_floor_cond: NECB_Default :ext_roof_cond: NECB_Default :ext_wall_cond: NECB_Default :fdwr_set: NECB_Default :fixed_wind_solar_trans: NECB_Default :fixed_window_cond: NECB_Default :furnace_eff: NECB_Default :glass_door_cond: NECB_Default :glass_door_solar_trans: NECB_Default :ground_floor_cond: NECB_Default :ground_roof_cond: NECB_Default :ground_wall_cond: NECB_Default :infiltration_scale: NECB_Default :job_id: e36cecd1-c615-4745-bdff-dfab07c21a1e :lights_scale: '1.0' :lights_type: NECB_Default :npv_discount_rate: NECB_Default :npv_end_year: NECB_Default :npv_start_year: NECB_Default :nv_delta_temp_in_out: NECB_Default :nv_opening_fraction: NECB_Default :nv_temp_out_min: NECB_Default :nv_type: NECB_Default :oa_scale: NECB_Default :occupancy_loads_scale: NECB_Default :output_meters: [] :output_variables: - frequency: hourly key: '*' operation: '*' unit: '*' variable: Zone Air Temperature - frequency: hourly key: '*' operation: sum unit: GJ variable: Lights Total Heating Energy :overhead_door_cond: NECB_Default :primary_heating_fuel: NaturalGas :pv_ground_azimuth_angle: NECB_Default :pv_ground_module_description: NECB_Default :pv_ground_tilt_angle: NECB_Default :pv_ground_total_area_pv_panels_m2: NECB_Default :pv_ground_type: NECB_Default :rotation_degrees: NECB_Default :run_annual_simulation: true :scale_x: NECB_Default :scale_y: NECB_Default :scale_z: NECB_Default :scenario: :nv_type :shw_eff: NECB_Default :shw_scale: NECB_Default :skylight_cond: NECB_Default :skylight_solar_trans: NECB_Default :srr_set: NECB_Default :template: NECB2020 | file:///C:\Users\plopez\btap_batch\output\sensitivity_example\sensitivity\runs\e36cecd1-c615-4745-bdff-dfab07c21a1e | docker run --rm -v C:\Users\plopez\btap_batch\output\sensitivity_example\sensitivity\runs:/btap_costing/utilities/btap_cli/output -v C:\Users\plopez\btap_batch\output\sensitivity_example\sensitivity\runs\e36cecd1-c615-4745-bdff-dfab07c21a1e:/btap_costing/utilities/btap_cli/input phylroy_lopez_btap_cli bundle exec ruby btap_cli.rb | SUCCEEDED | 125.5425 | 2.0718 | 0.0027186 | 0.0016441 | 43822978 | 0 | 0 | 0 | 0 | 280.2993 | 126.9414 | 511.15 | 845.2233 | 37.3 | FullServiceRestaurant |  |  | 0 | FullServiceRestaurant | 1 |  | 1 | NECB2020 | 0.35004 | 2414.6632 | 24.7499 | 243.8499 | 51.9362 | 84.3566 | 0 | 16.2621 | 0 | 616.7259 | 220.3211 | MONTREAL | QUEBEC | 0.1939 | 41.5198 | 0 | 41.7137 | 11.8133 | 11.3633 | 0 | 23.1766 | 0 | 0.051707 | 0 | 0 | 0.43525 | 0.1147 | 0.045525 | 0.63901 | 0.067182 | 0.15395 | 0.84048 | 0.0021911 | 1.2757 | 0.20147 | 42.7574 | 264.4869 | Natural Gas | 37.3 | 0.757 | [5 empty] | 0.138 | 0.24 | 1.73 |  | 0 | 0 | Montreal-Trudeau Intl AP | CAN | 323 | 4090 | 45.471 | -73.741 | 6 | 4400 | QC | CAN_QC_Montreal-Trudeau.Intl.AP.716270_CWEC2016.epw | 1.2757 | 1023.5227 | 24.7499 | 0 | 7.6253 | 17.711 | FALSE | FALSE | FALSE | TRUE | 12.385 | 16.0738 | -1 | 0 | 0 | 0 | 102.98 | 44.149 | 1.0279 | 0.023283 | 375.71 | 0.1 | 2023-08-22 14:04:35 -0400 | 8b8e2b3c9 | 0.4.0 | 1.2757 | 31.67 | 24 | 0 | 0 | 0.047943 | 6.2911e-05 | 3.8046e-05 | 1014108.6875 | 1.4407 | 0.0018905 | 0.0011433 | 30474389.5 | 0 | 0 | 0 | 0 | 121 | 0 | 0 | 0 |  | :nv_type | 0 | 0 | 0 | 0 | 0 | 0 | 0 | 0 | 0 | 0 | 0 | 0 | 0 | 0 | tier_1 | 0 | 0 | 31.67 | 24 | 2.0718 | 0.0027186 | 0.0016441 | 43822978 | 0 | 0 | 0 | 0 | 0.047943 | 6.2911e-05 | 3.8046e-05 | 1014108.6875 | 1.4407 | 0.0018905 | 0.0011433 | 30474389.5 | 0 | 0 | 0 | 0
0 | FullServiceRestaurant | NECB2020 | CAN_QC_Montreal-Trudeau.Intl.AP.716270_CWEC2016.epw | NaturalGas | NECB_Default | NECB_Default | 1 | NECB_Default | NECB_Default | NECB_Default | NECB_Default | NECB_Default | NECB_Default | NECB_Default | NECB_Default | NECB_Default | NECB_Default | NECB_Default | NECB_Default | NECB_Default | NECB_Default | NECB_Default | NECB_Default | NECB_Default | NECB_Default | NECB_Default | NECB_Default | NECB_Default | NECB_Default | NECB_Default | NECB_Default | NECB_Default | NECB_Default | NECB_Default | NECB_Default | NECB_Default | NECB_Default | NECB_Default | NECB_Default | add_nv | NECB_Default | NECB_Default | NECB_Default | NECB_Default | NECB_Default | NECB_Default | NECB_Default | NECB_Default | NECB_Default | NECB_Default | NECB_Default | NECB_Default | NECB_Default | NECB_Default | sensitivity | e423f1fb-42be-4b0a-85a9-67c148d6c176 | 5afcf5d1-c030-4cdc-872e-fe91b20ee7a9 | sensitivity_example | local_docker | TRUE | e423f1fb-42be-4b0a-85a9-67c148d6c176 | :adv_dx_units: NECB_Default :airloop_economizer_type: NECB_Default :algorithm_type: sensitivity :analysis_id: 5afcf5d1-c030-4cdc-872e-fe91b20ee7a9 :analysis_name: sensitivity_example :baseline_system_zones_map_option: NECB_Default :boiler_eff: NECB_Default :building_type: FullServiceRestaurant :chiller_type: NECB_Default :compute_environment: local_docker :datapoint_id: e423f1fb-42be-4b0a-85a9-67c148d6c176 :daylighting_type: NECB_Default :dcv_type: NECB_Default :door_construction_cond: NECB_Default :ecm_system_name: NECB_Default :electrical_loads_scale: NECB_Default :epw_file: CAN_QC_Montreal-Trudeau.Intl.AP.716270_CWEC2016.epw :erv_package: NECB_Default :ext_floor_cond: NECB_Default :ext_roof_cond: NECB_Default :ext_wall_cond: NECB_Default :fdwr_set: NECB_Default :fixed_wind_solar_trans: NECB_Default :fixed_window_cond: NECB_Default :furnace_eff: NECB_Default :glass_door_cond: NECB_Default :glass_door_solar_trans: NECB_Default :ground_floor_cond: NECB_Default :ground_roof_cond: NECB_Default :ground_wall_cond: NECB_Default :infiltration_scale: NECB_Default :job_id: e423f1fb-42be-4b0a-85a9-67c148d6c176 :lights_scale: '1.0' :lights_type: NECB_Default :npv_discount_rate: NECB_Default :npv_end_year: NECB_Default :npv_start_year: NECB_Default :nv_delta_temp_in_out: NECB_Default :nv_opening_fraction: NECB_Default :nv_temp_out_min: NECB_Default :nv_type: add_nv :oa_scale: NECB_Default :occupancy_loads_scale: NECB_Default :output_meters: [] :output_variables: - frequency: hourly key: '*' operation: '*' unit: '*' variable: Zone Air Temperature - frequency: hourly key: '*' operation: sum unit: GJ variable: Lights Total Heating Energy :overhead_door_cond: NECB_Default :primary_heating_fuel: NaturalGas :pv_ground_azimuth_angle: NECB_Default :pv_ground_module_description: NECB_Default :pv_ground_tilt_angle: NECB_Default :pv_ground_total_area_pv_panels_m2: NECB_Default :pv_ground_type: NECB_Default :rotation_degrees: NECB_Default :run_annual_simulation: true :scale_x: NECB_Default :scale_y: NECB_Default :scale_z: NECB_Default :scenario: :nv_type :shw_eff: NECB_Default :shw_scale: NECB_Default :skylight_cond: NECB_Default :skylight_solar_trans: NECB_Default :srr_set: NECB_Default :template: NECB2020 | file:///C:\Users\plopez\btap_batch\output\sensitivity_example\sensitivity\runs\e423f1fb-42be-4b0a-85a9-67c148d6c176 | docker run --rm -v C:\Users\plopez\btap_batch\output\sensitivity_example\sensitivity\runs:/btap_costing/utilities/btap_cli/output -v C:\Users\plopez\btap_batch\output\sensitivity_example\sensitivity\runs\e423f1fb-42be-4b0a-85a9-67c148d6c176:/btap_costing/utilities/btap_cli/input phylroy_lopez_btap_cli bundle exec ruby btap_cli.rb | SUCCEEDED | 133.0432 | 1.6491 | 0.002164 | 0.0013087 | 34882646.5 | 0.48145 | 0.00063176 | 0.00038206 | 10183773.875 | 280.8373 | 134.8104 | 511.15 | 845.2233 | 37.3 | FullServiceRestaurant |  |  | 0 | FullServiceRestaurant | 1 |  | 1 | NECB2020 | 0.35004 | 2414.6632 | 24.6842 | 243.8499 | 51.9362 | 84.3566 | 0 | 16.2621 | 0 | 628.7636 | 232.3588 | MONTREAL | QUEBEC | 0.1759 | 43.1975 | 0 | 43.3734 | 10.7164 | 11.8224 | 0 | 22.5388 | 0 | 0.041143 | 0 | 0 | 0.39484 | 0.092791 | 0.037132 | 0.67383 | 0.067182 | 0.15395 | 0.87444 | 0.0026411 | 1.2693 | 0.20061 | 42.6651 | 272.3407 | Natural Gas | 37.3 | 0.757 | [5 empty] | 0.138 | 0.24 | 1.73 |  | 0 | 0 | Montreal-Trudeau Intl AP | CAN | 323 | 4090 | 45.471 | -73.741 | 6 | 4400 | QC | CAN_QC_Montreal-Trudeau.Intl.AP.716270_CWEC2016.epw | 1.2693 | 1027.6527 | 24.6842 | 0 | 7.6253 | 17.711 | FALSE | FALSE | FALSE | TRUE | 12.385 | 16.0738 | -1 | 0 | 0 | 0 | 102.54 | 44.149 | 1.0279 | 0.023283 | 375.71 | 0.1 | 2023-08-22 14:04:45 -0400 | 8b8e2b3c9 | 0.4.0 | 1.2693 | 125 | 120 | 0 | 0 | 0.047943 | 6.2911e-05 | 3.8046e-05 | 1014108.6875 | 1.1468 | 0.0015048 | 0.00091005 | 24257306 | 0.48145 | 0.00063176 | 0.00038206 | 10183773.875 | 177 | 0 | 0 | 0 |  | :nv_type | 0.6 | 0 | 0 | 0 | 0 | 0 | 0 | 0 | 0 | 0 | -12 | -12 | 0.2 | 0.5 | tier_1 | -4 | -4.1 | 31.67 | 24 | 2.0718 | 0.0027186 | 0.0016441 | 43822978 | 0 | 0 | 0 | 0 | 0.047943 | 6.2911e-05 | 3.8046e-05 | 1014108.6875 | 1.4407 | 0.0018905 | 0.0011433 | 30474389.5 | 0 | 0 | 0 | 0
0 | FullServiceRestaurant | NECB2020 | CAN_QC_Montreal-Trudeau.Intl.AP.716270_CWEC2016.epw | NaturalGas | NECB_Default | NECB_Default | 1 | NECB_Default | NECB_Default | NECB_Default | NECB_Default | NECB_Default | Natural Gas Direct Vent with Electric Ignition | NECB_Default | NECB_Default | NECB_Default | NECB_Default | NECB_Default | NECB_Default | NECB_Default | NECB_Default | NECB_Default | NECB_Default | NECB_Default | NECB_Default | NECB_Default | NECB_Default | NECB_Default | NECB_Default | NECB_Default | NECB_Default | NECB_Default | NECB_Default | NECB_Default | NECB_Default | NECB_Default | NECB_Default | NECB_Default | NECB_Default | NECB_Default | NECB_Default | NECB_Default | NECB_Default | NECB_Default | NECB_Default | NECB_Default | NECB_Default | NECB_Default | NECB_Default | NECB_Default | NECB_Default | NECB_Default | NECB_Default | NECB_Default | sensitivity | e4b4fec6-6dd4-4ff1-8db0-67e4289efca5 | 5afcf5d1-c030-4cdc-872e-fe91b20ee7a9 | sensitivity_example | local_docker | TRUE | e4b4fec6-6dd4-4ff1-8db0-67e4289efca5 | :adv_dx_units: NECB_Default :airloop_economizer_type: NECB_Default :algorithm_type: sensitivity :analysis_id: 5afcf5d1-c030-4cdc-872e-fe91b20ee7a9 :analysis_name: sensitivity_example :baseline_system_zones_map_option: NECB_Default :boiler_eff: NECB_Default :building_type: FullServiceRestaurant :chiller_type: NECB_Default :compute_environment: local_docker :datapoint_id: e4b4fec6-6dd4-4ff1-8db0-67e4289efca5 :daylighting_type: NECB_Default :dcv_type: NECB_Default :door_construction_cond: NECB_Default :ecm_system_name: NECB_Default :electrical_loads_scale: NECB_Default :epw_file: CAN_QC_Montreal-Trudeau.Intl.AP.716270_CWEC2016.epw :erv_package: NECB_Default :ext_floor_cond: NECB_Default :ext_roof_cond: NECB_Default :ext_wall_cond: NECB_Default :fdwr_set: NECB_Default :fixed_wind_solar_trans: NECB_Default :fixed_window_cond: NECB_Default :furnace_eff: NECB_Default :glass_door_cond: NECB_Default :glass_door_solar_trans: NECB_Default :ground_floor_cond: NECB_Default :ground_roof_cond: NECB_Default :ground_wall_cond: NECB_Default :infiltration_scale: NECB_Default :job_id: e4b4fec6-6dd4-4ff1-8db0-67e4289efca5 :lights_scale: '1.0' :lights_type: NECB_Default :npv_discount_rate: NECB_Default :npv_end_year: NECB_Default :npv_start_year: NECB_Default :nv_delta_temp_in_out: NECB_Default :nv_opening_fraction: NECB_Default :nv_temp_out_min: NECB_Default :nv_type: NECB_Default :oa_scale: NECB_Default :occupancy_loads_scale: NECB_Default :output_meters: [] :output_variables: - frequency: hourly key: '*' operation: '*' unit: '*' variable: Zone Air Temperature - frequency: hourly key: '*' operation: sum unit: GJ variable: Lights Total Heating Energy :overhead_door_cond: NECB_Default :primary_heating_fuel: NaturalGas :pv_ground_azimuth_angle: NECB_Default :pv_ground_module_description: NECB_Default :pv_ground_tilt_angle: NECB_Default :pv_ground_total_area_pv_panels_m2: NECB_Default :pv_ground_type: NECB_Default :rotation_degrees: NECB_Default :run_annual_simulation: true :scale_x: NECB_Default :scale_y: NECB_Default :scale_z: NECB_Default :scenario: :shw_eff :shw_eff: Natural Gas Direct Vent with Electric Ignition :shw_scale: NECB_Default :skylight_cond: NECB_Default :skylight_solar_trans: NECB_Default :srr_set: NECB_Default :template: NECB2020 | file:///C:\Users\plopez\btap_batch\output\sensitivity_example\sensitivity\runs\e4b4fec6-6dd4-4ff1-8db0-67e4289efca5 | docker run --rm -v C:\Users\plopez\btap_batch\output\sensitivity_example\sensitivity\runs:/btap_costing/utilities/btap_cli/output -v C:\Users\plopez\btap_batch\output\sensitivity_example\sensitivity\runs\e4b4fec6-6dd4-4ff1-8db0-67e4289efca5:/btap_costing/utilities/btap_cli/input phylroy_lopez_btap_cli bundle exec ruby btap_cli.rb | SUCCEEDED | 163.9476 | 2.0718 | 0.0027186 | 0.0016441 | 43822978 | 0 | 0 | 0 | 0 | 274.816 | 126.9414 | 511.15 | 845.2233 | 37.3 | FullServiceRestaurant |  |  | 0 | FullServiceRestaurant | 1 |  | 1 | NECB2020 | 0.35004 | 2414.6632 | 24.7499 | 243.8499 | 51.9362 | 84.3566 | 0 | 17.9358 | 0 | 618.3996 | 220.3211 | MONTREAL | QUEBEC | 0.1939 | 40.5446 | 0 | 40.7385 | 11.8133 | 11.0964 | 0 | 22.9097 | 0 | 0.051707 | 0 | 0 | 0.43525 | 0.1147 | 0.045525 | 0.63901 | 0.067182 | 0.15395 | 0.82074 | 0.0021911 | 1.256 | 0.18173 | 42.7574 | 263.6379 | Natural Gas | 37.3 | 0.757 | [5 empty] | 0.138 | 0.24 | 1.73 |  | 0 | 0 | Montreal-Trudeau Intl AP | CAN | 323 | 4090 | 45.471 | -73.741 | 6 | 4400 | QC | CAN_QC_Montreal-Trudeau.Intl.AP.716270_CWEC2016.epw | 1.256 | 1019.9333 | 24.7499 | 0 | 7.6253 | 17.711 | FALSE | FALSE | FALSE | TRUE | 12.385 | 16.0738 | -1 | 0 | 0 | 0 | 92.89 | 44.149 | 1.0279 | 0.023283 | 375.71 | 0.1 | 2023-08-22 13:59:53 -0400 | 8b8e2b3c9 | 0.4.0 | 1.256 | 31.67 | 24 | 0 | 0 | 0.047943 | 6.2911e-05 | 3.8046e-05 | 1014108.6875 | 1.4407 | 0.0018905 | 0.0011433 | 30474389.5 | 0 | 0 | 0 | 0 | 121 | 0 | 0 | 0 |  | :shw_eff | 0.3 | 0 | 0 | 0 | 0 | 0 | 0 | 0 | -1.7 | 0 | 0 | -1.7 | 0 | 1.5 | tier_1 | 2.3 | 3.6 | 31.67 | 24 | 2.0718 | 0.0027186 | 0.0016441 | 43822978 | 0 | 0 | 0 | 0 | 0.047943 | 6.2911e-05 | 3.8046e-05 | 1014108.6875 | 1.4407 | 0.0018905 | 0.0011433 | 30474389.5 | 0 | 0 | 0 | 0
0 | FullServiceRestaurant | NECB2020 | CAN_QC_Montreal-Trudeau.Intl.AP.716270_CWEC2016.epw | NaturalGas | NECB_Default | NECB_Default | 1 | NECB_Default | NECB_Default | NECB_Default | NECB_Default | NECB_Default | NECB_Default | NECB_Default | NECB_Default | NECB_Default | NECB_Default | NECB_Default | NECB_Default | NECB_Default | NECB_Default | NECB_Default | NECB_Default | NECB_Default | NECB_Default | NECB_Default | NECB_Default | NECB_Default | NECB_Default | NECB_Default | NECB_Default | NECB_Default | NECB_Default | NECB_Default | NECB_Default | NECB_Default | NECB_Default | NECB_Default | NECB_Default | NECB_Default | NECB_Default | NECB_Default | NECB_Default | NECB_Default | NECB_Default | NECB_Default | NECB_Default | NECB_Default | NECB_Default | NECB_Default | NECB_Default | NECB_Default | NECB_Default | NECB_Default | sensitivity | eba44241-6c9e-4c3c-a1a1-8d84f989f696 | 5afcf5d1-c030-4cdc-872e-fe91b20ee7a9 | sensitivity_example | local_docker | TRUE | eba44241-6c9e-4c3c-a1a1-8d84f989f696 | :adv_dx_units: NECB_Default :airloop_economizer_type: NECB_Default :algorithm_type: sensitivity :analysis_id: 5afcf5d1-c030-4cdc-872e-fe91b20ee7a9 :analysis_name: sensitivity_example :baseline_system_zones_map_option: NECB_Default :boiler_eff: NECB_Default :building_type: FullServiceRestaurant :chiller_type: NECB_Default :compute_environment: local_docker :datapoint_id: eba44241-6c9e-4c3c-a1a1-8d84f989f696 :daylighting_type: NECB_Default :dcv_type: NECB_Default :door_construction_cond: NECB_Default :ecm_system_name: NECB_Default :electrical_loads_scale: NECB_Default :epw_file: CAN_QC_Montreal-Trudeau.Intl.AP.716270_CWEC2016.epw :erv_package: NECB_Default :ext_floor_cond: NECB_Default :ext_roof_cond: NECB_Default :ext_wall_cond: NECB_Default :fdwr_set: NECB_Default :fixed_wind_solar_trans: NECB_Default :fixed_window_cond: NECB_Default :furnace_eff: NECB_Default :glass_door_cond: NECB_Default :glass_door_solar_trans: NECB_Default :ground_floor_cond: NECB_Default :ground_roof_cond: NECB_Default :ground_wall_cond: NECB_Default :infiltration_scale: NECB_Default :job_id: eba44241-6c9e-4c3c-a1a1-8d84f989f696 :lights_scale: '1.0' :lights_type: NECB_Default :npv_discount_rate: NECB_Default :npv_end_year: NECB_Default :npv_start_year: NECB_Default :nv_delta_temp_in_out: NECB_Default :nv_opening_fraction: NECB_Default :nv_temp_out_min: NECB_Default :nv_type: NECB_Default :oa_scale: NECB_Default :occupancy_loads_scale: NECB_Default :output_meters: [] :output_variables: - frequency: hourly key: '*' operation: '*' unit: '*' variable: Zone Air Temperature - frequency: hourly key: '*' operation: sum unit: GJ variable: Lights Total Heating Energy :overhead_door_cond: NECB_Default :primary_heating_fuel: NaturalGas :pv_ground_azimuth_angle: NECB_Default :pv_ground_module_description: NECB_Default :pv_ground_tilt_angle: NECB_Default :pv_ground_total_area_pv_panels_m2: NECB_Default :pv_ground_type: NECB_Default :rotation_degrees: NECB_Default :run_annual_simulation: true :scale_x: NECB_Default :scale_y: NECB_Default :scale_z: NECB_Default :scenario: :ext_wall_cond :shw_eff: NECB_Default :shw_scale: NECB_Default :skylight_cond: NECB_Default :skylight_solar_trans: NECB_Default :srr_set: NECB_Default :template: NECB2020 | file:///C:\Users\plopez\btap_batch\output\sensitivity_example\sensitivity\runs\eba44241-6c9e-4c3c-a1a1-8d84f989f696 | docker run --rm -v C:\Users\plopez\btap_batch\output\sensitivity_example\sensitivity\runs:/btap_costing/utilities/btap_cli/output -v C:\Users\plopez\btap_batch\output\sensitivity_example\sensitivity\runs\eba44241-6c9e-4c3c-a1a1-8d84f989f696:/btap_costing/utilities/btap_cli/input phylroy_lopez_btap_cli bundle exec ruby btap_cli.rb | SUCCEEDED | 152.8005 | 2.0718 | 0.0027186 | 0.0016441 | 43822978 | 0 | 0 | 0 | 0 | 280.2993 | 126.9414 | 511.15 | 845.2233 | 37.3 | FullServiceRestaurant |  |  | 0 | FullServiceRestaurant | 1 |  | 1 | NECB2020 | 0.35004 | 2414.6632 | 24.7499 | 243.8499 | 51.9362 | 84.3566 | 0 | 16.2621 | 0 | 616.7259 | 220.3211 | MONTREAL | QUEBEC | 0.1939 | 41.5198 | 0 | 41.7137 | 11.8133 | 11.3633 | 0 | 23.1766 | 0 | 0.051707 | 0 | 0 | 0.43525 | 0.1147 | 0.045525 | 0.63901 | 0.067182 | 0.15395 | 0.84048 | 0.0021911 | 1.2757 | 0.20147 | 42.7574 | 264.4869 | Natural Gas | 37.3 | 0.757 | [5 empty] | 0.138 | 0.24 | 1.73 |  | 0 | 0 | Montreal-Trudeau Intl AP | CAN | 323 | 4090 | 45.471 | -73.741 | 6 | 4400 | QC | CAN_QC_Montreal-Trudeau.Intl.AP.716270_CWEC2016.epw | 1.2757 | 1023.5227 | 24.7499 | 0 | 7.6253 | 17.711 | FALSE | FALSE | FALSE | TRUE | 12.385 | 16.0738 | -1 | 0 | 0 | 0 | 102.98 | 44.149 | 1.0279 | 0.023283 | 375.71 | 0.1 | 2023-08-22 13:59:48 -0400 | 8b8e2b3c9 | 0.4.0 | 1.2757 | 31.67 | 24 | 0 | 0 | 0.047943 | 6.2911e-05 | 3.8046e-05 | 1014108.6875 | 1.4407 | 0.0018905 | 0.0011433 | 30474389.5 | 0 | 0 | 0 | 0 | 121 | 0 | 0 | 0 |  | :ext_wall_cond | 0 | 0 | 0 | 0 | 0 | 0 | 0 | 0 | 0 | 0 | 0 | 0 | 0 | 0 | tier_1 | 0 | 0 | 31.67 | 24 | 2.0718 | 0.0027186 | 0.0016441 | 43822978 | 0 | 0 | 0 | 0 | 0.047943 | 6.2911e-05 | 3.8046e-05 | 1014108.6875 | 1.4407 | 0.0018905 | 0.0011433 | 30474389.5 | 0 | 0 | 0 | 0
0 | FullServiceRestaurant | NECB2020 | CAN_QC_Montreal-Trudeau.Intl.AP.716270_CWEC2016.epw | NaturalGas | NECB_Default | NECB_Default | 1 | NECB_Default | NECB_Default | NECB_Default | NECB_Default | NECB_Default | NECB_Default | NECB_Default | NECB_Default | NECB_Default | NECB_Default | NECB_Default | NECB_Default | NECB_Default | NECB_Default | NECB_Default | NECB_Default | NECB_Default | NECB_Default | NECB_Default | NECB_Default | NECB_Default | NECB_Default | NECB_Default | NECB_Default | NECB_Default | NECB_Default | NECB_Default | NECB_Default | NECB_Default | NECB_Default | NECB_Default | NECB_Default | NECB_Default | NECB_Default | NECB_Default | NECB_Default | NECB_Default | NECB_Default | NECB_Default | NECB_Default | NECB_Default | NECB_Default | NECB_Default | NECB_Default | NECB_Default | NECB_Default | NECB_Default | sensitivity | ec95720e-4c70-4451-a327-32a4b96878bc | 5afcf5d1-c030-4cdc-872e-fe91b20ee7a9 | sensitivity_example | local_docker | TRUE | ec95720e-4c70-4451-a327-32a4b96878bc | :adv_dx_units: NECB_Default :airloop_economizer_type: NECB_Default :algorithm_type: sensitivity :analysis_id: 5afcf5d1-c030-4cdc-872e-fe91b20ee7a9 :analysis_name: sensitivity_example :baseline_system_zones_map_option: NECB_Default :boiler_eff: NECB_Default :building_type: FullServiceRestaurant :chiller_type: NECB_Default :compute_environment: local_docker :datapoint_id: ec95720e-4c70-4451-a327-32a4b96878bc :daylighting_type: NECB_Default :dcv_type: NECB_Default :door_construction_cond: NECB_Default :ecm_system_name: NECB_Default :electrical_loads_scale: NECB_Default :epw_file: CAN_QC_Montreal-Trudeau.Intl.AP.716270_CWEC2016.epw :erv_package: NECB_Default :ext_floor_cond: NECB_Default :ext_roof_cond: NECB_Default :ext_wall_cond: NECB_Default :fdwr_set: NECB_Default :fixed_wind_solar_trans: NECB_Default :fixed_window_cond: NECB_Default :furnace_eff: NECB_Default :glass_door_cond: NECB_Default :glass_door_solar_trans: NECB_Default :ground_floor_cond: NECB_Default :ground_roof_cond: NECB_Default :ground_wall_cond: NECB_Default :infiltration_scale: NECB_Default :job_id: ec95720e-4c70-4451-a327-32a4b96878bc :lights_scale: '1.0' :lights_type: NECB_Default :npv_discount_rate: NECB_Default :npv_end_year: NECB_Default :npv_start_year: NECB_Default :nv_delta_temp_in_out: NECB_Default :nv_opening_fraction: NECB_Default :nv_temp_out_min: NECB_Default :nv_type: NECB_Default :oa_scale: NECB_Default :occupancy_loads_scale: NECB_Default :output_meters: [] :output_variables: - frequency: hourly key: '*' operation: '*' unit: '*' variable: Zone Air Temperature - frequency: hourly key: '*' operation: sum unit: GJ variable: Lights Total Heating Energy :overhead_door_cond: NECB_Default :primary_heating_fuel: NaturalGas :pv_ground_azimuth_angle: NECB_Default :pv_ground_module_description: NECB_Default :pv_ground_tilt_angle: NECB_Default :pv_ground_total_area_pv_panels_m2: NECB_Default :pv_ground_type: NECB_Default :rotation_degrees: NECB_Default :run_annual_simulation: true :scale_x: NECB_Default :scale_y: NECB_Default :scale_z: NECB_Default :scenario: :ground_wall_cond :shw_eff: NECB_Default :shw_scale: NECB_Default :skylight_cond: NECB_Default :skylight_solar_trans: NECB_Default :srr_set: NECB_Default :template: NECB2020 | file:///C:\Users\plopez\btap_batch\output\sensitivity_example\sensitivity\runs\ec95720e-4c70-4451-a327-32a4b96878bc | docker run --rm -v C:\Users\plopez\btap_batch\output\sensitivity_example\sensitivity\runs:/btap_costing/utilities/btap_cli/output -v C:\Users\plopez\btap_batch\output\sensitivity_example\sensitivity\runs\ec95720e-4c70-4451-a327-32a4b96878bc:/btap_costing/utilities/btap_cli/input phylroy_lopez_btap_cli bundle exec ruby btap_cli.rb | SUCCEEDED | 140.7 | 2.0718 | 0.0027186 | 0.0016441 | 43822978 | 0 | 0 | 0 | 0 | 280.2993 | 126.9414 | 511.15 | 845.2233 | 37.3 | FullServiceRestaurant |  |  | 0 | FullServiceRestaurant | 1 |  | 1 | NECB2020 | 0.35004 | 2414.6632 | 24.7499 | 243.8499 | 51.9362 | 84.3566 | 0 | 16.2621 | 0 | 616.7259 | 220.3211 | MONTREAL | QUEBEC | 0.1939 | 41.5198 | 0 | 41.7137 | 11.8133 | 11.3633 | 0 | 23.1766 | 0 | 0.051707 | 0 | 0 | 0.43525 | 0.1147 | 0.045525 | 0.63901 | 0.067182 | 0.15395 | 0.84048 | 0.0021911 | 1.2757 | 0.20147 | 42.7574 | 264.4869 | Natural Gas | 37.3 | 0.757 | [5 empty] | 0.138 | 0.24 | 1.73 |  | 0 | 0 | Montreal-Trudeau Intl AP | CAN | 323 | 4090 | 45.471 | -73.741 | 6 | 4400 | QC | CAN_QC_Montreal-Trudeau.Intl.AP.716270_CWEC2016.epw | 1.2757 | 1023.5227 | 24.7499 | 0 | 7.6253 | 17.711 | FALSE | FALSE | FALSE | TRUE | 12.385 | 16.0738 | -1 | 0 | 0 | 0 | 102.98 | 44.149 | 1.0279 | 0.023283 | 375.71 | 0.1 | 2023-08-22 14:02:08 -0400 | 8b8e2b3c9 | 0.4.0 | 1.2757 | 31.67 | 24 | 0 | 0 | 0.047943 | 6.2911e-05 | 3.8046e-05 | 1014108.6875 | 1.4407 | 0.0018905 | 0.0011433 | 30474389.5 | 0 | 0 | 0 | 0 | 121 | 0 | 0 | 0 |  | :ground_wall_cond | 0 | 0 | 0 | 0 | 0 | 0 | 0 | 0 | 0 | 0 | 0 | 0 | 0 | 0 | tier_1 | 0 | 0 | 31.67 | 24 | 2.0718 | 0.0027186 | 0.0016441 | 43822978 | 0 | 0 | 0 | 0 | 0.047943 | 6.2911e-05 | 3.8046e-05 | 1014108.6875 | 1.4407 | 0.0018905 | 0.0011433 | 30474389.5 | 0 | 0 | 0 | 0
0 | FullServiceRestaurant | NECB2020 | CAN_QC_Montreal-Trudeau.Intl.AP.716270_CWEC2016.epw | NaturalGas | NECB_Default | NECB_Default | 1 | NECB_Default | NECB_Default | NECB_Default | NECB_Default | NECB_Default | NECB_Default | NECB_Default | NECB_Default | NECB_Default | NECB_Default | NECB_Default | NECB_Default | NECB_Default | NECB_Default | NECB_Default | 2.2 | NECB_Default | NECB_Default | NECB_Default | NECB_Default | NECB_Default | NECB_Default | NECB_Default | NECB_Default | NECB_Default | NECB_Default | NECB_Default | NECB_Default | NECB_Default | NECB_Default | NECB_Default | NECB_Default | NECB_Default | NECB_Default | NECB_Default | NECB_Default | NECB_Default | NECB_Default | NECB_Default | NECB_Default | NECB_Default | NECB_Default | NECB_Default | NECB_Default | NECB_Default | NECB_Default | NECB_Default | sensitivity | ed19009b-7103-4870-8847-0cba6f910808 | 5afcf5d1-c030-4cdc-872e-fe91b20ee7a9 | sensitivity_example | local_docker | TRUE | ed19009b-7103-4870-8847-0cba6f910808 | :adv_dx_units: NECB_Default :airloop_economizer_type: NECB_Default :algorithm_type: sensitivity :analysis_id: 5afcf5d1-c030-4cdc-872e-fe91b20ee7a9 :analysis_name: sensitivity_example :baseline_system_zones_map_option: NECB_Default :boiler_eff: NECB_Default :building_type: FullServiceRestaurant :chiller_type: NECB_Default :compute_environment: local_docker :datapoint_id: ed19009b-7103-4870-8847-0cba6f910808 :daylighting_type: NECB_Default :dcv_type: NECB_Default :door_construction_cond: NECB_Default :ecm_system_name: NECB_Default :electrical_loads_scale: NECB_Default :epw_file: CAN_QC_Montreal-Trudeau.Intl.AP.716270_CWEC2016.epw :erv_package: NECB_Default :ext_floor_cond: NECB_Default :ext_roof_cond: NECB_Default :ext_wall_cond: NECB_Default :fdwr_set: NECB_Default :fixed_wind_solar_trans: NECB_Default :fixed_window_cond: NECB_Default :furnace_eff: NECB_Default :glass_door_cond: NECB_Default :glass_door_solar_trans: NECB_Default :ground_floor_cond: NECB_Default :ground_roof_cond: NECB_Default :ground_wall_cond: NECB_Default :infiltration_scale: NECB_Default :job_id: ed19009b-7103-4870-8847-0cba6f910808 :lights_scale: '1.0' :lights_type: NECB_Default :npv_discount_rate: NECB_Default :npv_end_year: NECB_Default :npv_start_year: NECB_Default :nv_delta_temp_in_out: NECB_Default :nv_opening_fraction: NECB_Default :nv_temp_out_min: NECB_Default :nv_type: NECB_Default :oa_scale: NECB_Default :occupancy_loads_scale: NECB_Default :output_meters: [] :output_variables: - frequency: hourly key: '*' operation: '*' unit: '*' variable: Zone Air Temperature - frequency: hourly key: '*' operation: sum unit: GJ variable: Lights Total Heating Energy :overhead_door_cond: '2.2' :primary_heating_fuel: NaturalGas :pv_ground_azimuth_angle: NECB_Default :pv_ground_module_description: NECB_Default :pv_ground_tilt_angle: NECB_Default :pv_ground_total_area_pv_panels_m2: NECB_Default :pv_ground_type: NECB_Default :rotation_degrees: NECB_Default :run_annual_simulation: true :scale_x: NECB_Default :scale_y: NECB_Default :scale_z: NECB_Default :scenario: :overhead_door_cond :shw_eff: NECB_Default :shw_scale: NECB_Default :skylight_cond: NECB_Default :skylight_solar_trans: NECB_Default :srr_set: NECB_Default :template: NECB2020 | file:///C:\Users\plopez\btap_batch\output\sensitivity_example\sensitivity\runs\ed19009b-7103-4870-8847-0cba6f910808 | docker run --rm -v C:\Users\plopez\btap_batch\output\sensitivity_example\sensitivity\runs:/btap_costing/utilities/btap_cli/output -v C:\Users\plopez\btap_batch\output\sensitivity_example\sensitivity\runs\ed19009b-7103-4870-8847-0cba6f910808:/btap_costing/utilities/btap_cli/input phylroy_lopez_btap_cli bundle exec ruby btap_cli.rb | SUCCEEDED | 140.8157 | 2.0718 | 0.0027186 | 0.0016441 | 43822978 | 0 | 0 | 0 | 0 | 280.2993 | 126.9414 | 511.15 | 845.2233 | 37.3 | FullServiceRestaurant |  |  | 0 | FullServiceRestaurant | 1 |  | 1 | NECB2020 | 0.35004 | 2414.6632 | 24.7499 | 243.8499 | 51.9362 | 84.3566 | 0 | 16.2621 | 0 | 616.7259 | 220.3211 | MONTREAL | QUEBEC | 0.1939 | 41.5198 | 0 | 41.7137 | 11.8133 | 11.3633 | 0 | 23.1766 | 0 | 0.051707 | 0 | 0 | 0.43525 | 0.1147 | 0.045525 | 0.63901 | 0.067182 | 0.15395 | 0.84048 | 0.0021911 | 1.2757 | 0.20147 | 42.7574 | 264.4869 | Natural Gas | 37.3 | 0.757 | [5 empty] | 0.138 | 0.24 | 1.73 |  | 0 | 0 | Montreal-Trudeau Intl AP | CAN | 323 | 4090 | 45.471 | -73.741 | 6 | 4400 | QC | CAN_QC_Montreal-Trudeau.Intl.AP.716270_CWEC2016.epw | 1.2757 | 1023.5227 | 24.7499 | 0 | 7.6253 | 17.711 | FALSE | FALSE | FALSE | TRUE | 12.385 | 16.0738 | -1 | 0 | 0 | 0 | 102.98 | 44.149 | 1.0279 | 0.023283 | 375.71 | 0.1 | 2023-08-22 14:04:28 -0400 | 8b8e2b3c9 | 0.4.0 | 1.2757 | 31.67 | 24 | 0 | 0 | 0.047943 | 6.2911e-05 | 3.8046e-05 | 1014108.6875 | 1.4407 | 0.0018905 | 0.0011433 | 30474389.5 | 0 | 0 | 0 | 0 | 121 | 0 | 0 | 0 |  | :overhead_door_cond | 0 | 0 | 0 | 0 | 0 | 0 | 0 | 0 | 0 | 0 | 0 | 0 | 0 | 0 | tier_1 | 0 | 0 | 31.67 | 24 | 2.0718 | 0.0027186 | 0.0016441 | 43822978 | 0 | 0 | 0 | 0 | 0.047943 | 6.2911e-05 | 3.8046e-05 | 1014108.6875 | 1.4407 | 0.0018905 | 0.0011433 | 30474389.5 | 0 | 0 | 0 | 0
0 | FullServiceRestaurant | NECB2020 | CAN_QC_Montreal-Trudeau.Intl.AP.716270_CWEC2016.epw | NaturalGas | NECB_Default | NECB_Default | 1 | NECB_Default | NECB_Default | NECB_Default | NECB_Default | NECB_Default | NECB_Default | NECB_Default | NECB_Default | NECB_Default | NECB_Default | NECB_Default | NECB_Default | NECB_Default | NECB_Default | NECB_Default | 1.6 | NECB_Default | NECB_Default | NECB_Default | NECB_Default | NECB_Default | NECB_Default | NECB_Default | NECB_Default | NECB_Default | NECB_Default | NECB_Default | NECB_Default | NECB_Default | NECB_Default | NECB_Default | NECB_Default | NECB_Default | NECB_Default | NECB_Default | NECB_Default | NECB_Default | NECB_Default | NECB_Default | NECB_Default | NECB_Default | NECB_Default | NECB_Default | NECB_Default | NECB_Default | NECB_Default | NECB_Default | sensitivity | f1f2a1b8-b623-43c6-a534-d3f39b53a860 | 5afcf5d1-c030-4cdc-872e-fe91b20ee7a9 | sensitivity_example | local_docker | TRUE | f1f2a1b8-b623-43c6-a534-d3f39b53a860 | :adv_dx_units: NECB_Default :airloop_economizer_type: NECB_Default :algorithm_type: sensitivity :analysis_id: 5afcf5d1-c030-4cdc-872e-fe91b20ee7a9 :analysis_name: sensitivity_example :baseline_system_zones_map_option: NECB_Default :boiler_eff: NECB_Default :building_type: FullServiceRestaurant :chiller_type: NECB_Default :compute_environment: local_docker :datapoint_id: f1f2a1b8-b623-43c6-a534-d3f39b53a860 :daylighting_type: NECB_Default :dcv_type: NECB_Default :door_construction_cond: NECB_Default :ecm_system_name: NECB_Default :electrical_loads_scale: NECB_Default :epw_file: CAN_QC_Montreal-Trudeau.Intl.AP.716270_CWEC2016.epw :erv_package: NECB_Default :ext_floor_cond: NECB_Default :ext_roof_cond: NECB_Default :ext_wall_cond: NECB_Default :fdwr_set: NECB_Default :fixed_wind_solar_trans: NECB_Default :fixed_window_cond: NECB_Default :furnace_eff: NECB_Default :glass_door_cond: NECB_Default :glass_door_solar_trans: NECB_Default :ground_floor_cond: NECB_Default :ground_roof_cond: NECB_Default :ground_wall_cond: NECB_Default :infiltration_scale: NECB_Default :job_id: f1f2a1b8-b623-43c6-a534-d3f39b53a860 :lights_scale: '1.0' :lights_type: NECB_Default :npv_discount_rate: NECB_Default :npv_end_year: NECB_Default :npv_start_year: NECB_Default :nv_delta_temp_in_out: NECB_Default :nv_opening_fraction: NECB_Default :nv_temp_out_min: NECB_Default :nv_type: NECB_Default :oa_scale: NECB_Default :occupancy_loads_scale: NECB_Default :output_meters: [] :output_variables: - frequency: hourly key: '*' operation: '*' unit: '*' variable: Zone Air Temperature - frequency: hourly key: '*' operation: sum unit: GJ variable: Lights Total Heating Energy :overhead_door_cond: '1.6' :primary_heating_fuel: NaturalGas :pv_ground_azimuth_angle: NECB_Default :pv_ground_module_description: NECB_Default :pv_ground_tilt_angle: NECB_Default :pv_ground_total_area_pv_panels_m2: NECB_Default :pv_ground_type: NECB_Default :rotation_degrees: NECB_Default :run_annual_simulation: true :scale_x: NECB_Default :scale_y: NECB_Default :scale_z: NECB_Default :scenario: :overhead_door_cond :shw_eff: NECB_Default :shw_scale: NECB_Default :skylight_cond: NECB_Default :skylight_solar_trans: NECB_Default :srr_set: NECB_Default :template: NECB2020 | file:///C:\Users\plopez\btap_batch\output\sensitivity_example\sensitivity\runs\f1f2a1b8-b623-43c6-a534-d3f39b53a860 | docker run --rm -v C:\Users\plopez\btap_batch\output\sensitivity_example\sensitivity\runs:/btap_costing/utilities/btap_cli/output -v C:\Users\plopez\btap_batch\output\sensitivity_example\sensitivity\runs\f1f2a1b8-b623-43c6-a534-d3f39b53a860:/btap_costing/utilities/btap_cli/input phylroy_lopez_btap_cli bundle exec ruby btap_cli.rb | SUCCEEDED | 137.4999 | 2.0718 | 0.0027186 | 0.0016441 | 43822978 | 0 | 0 | 0 | 0 | 280.2993 | 126.9414 | 511.15 | 845.2233 | 37.3 | FullServiceRestaurant |  |  | 0 | FullServiceRestaurant | 1 |  | 1 | NECB2020 | 0.35004 | 2414.6632 | 24.7499 | 243.8499 | 51.9362 | 84.3566 | 0 | 16.2621 | 0 | 616.7259 | 220.3211 | MONTREAL | QUEBEC | 0.1939 | 41.5198 | 0 | 41.7137 | 11.8133 | 11.3633 | 0 | 23.1766 | 0 | 0.051707 | 0 | 0 | 0.43525 | 0.1147 | 0.045525 | 0.63901 | 0.067182 | 0.15395 | 0.84048 | 0.0021911 | 1.2757 | 0.20147 | 42.7574 | 264.4869 | Natural Gas | 37.3 | 0.757 | [5 empty] | 0.138 | 0.24 | 1.73 |  | 0 | 0 | Montreal-Trudeau Intl AP | CAN | 323 | 4090 | 45.471 | -73.741 | 6 | 4400 | QC | CAN_QC_Montreal-Trudeau.Intl.AP.716270_CWEC2016.epw | 1.2757 | 1023.5227 | 24.7499 | 0 | 7.6253 | 17.711 | FALSE | FALSE | FALSE | TRUE | 12.385 | 16.0738 | -1 | 0 | 0 | 0 | 102.98 | 44.149 | 1.0279 | 0.023283 | 375.71 | 0.1 | 2023-08-22 14:04:26 -0400 | 8b8e2b3c9 | 0.4.0 | 1.2757 | 31.67 | 24 | 0 | 0 | 0.047943 | 6.2911e-05 | 3.8046e-05 | 1014108.6875 | 1.4407 | 0.0018905 | 0.0011433 | 30474389.5 | 0 | 0 | 0 | 0 | 121 | 0 | 0 | 0 |  | :overhead_door_cond | 0 | 0 | 0 | 0 | 0 | 0 | 0 | 0 | 0 | 0 | 0 | 0 | 0 | 0 | tier_1 | 0 | 0 | 31.67 | 24 | 2.0718 | 0.0027186 | 0.0016441 | 43822978 | 0 | 0 | 0 | 0 | 0.047943 | 6.2911e-05 | 3.8046e-05 | 1014108.6875 | 1.4407 | 0.0018905 | 0.0011433 | 30474389.5 | 0 | 0 | 0 | 0
0 | FullServiceRestaurant | NECB2020 | CAN_QC_Montreal-Trudeau.Intl.AP.716270_CWEC2016.epw | NaturalGas | NECB_Default | NECB_Default | 1 | NECB_Default | NECB_Default | NECB_Default | NECB_Default | NECB_Default | NECB_Default | NECB_Default | NECB_Default | NECB_Default | NECB_Default | NECB_Default | NECB_Default | NECB_Default | NECB_Default | NECB_Default | NECB_Default | NECB_Default | 0.95 | NECB_Default | NECB_Default | NECB_Default | NECB_Default | NECB_Default | NECB_Default | NECB_Default | NECB_Default | NECB_Default | NECB_Default | NECB_Default | NECB_Default | NECB_Default | NECB_Default | NECB_Default | NECB_Default | NECB_Default | NECB_Default | NECB_Default | NECB_Default | NECB_Default | NECB_Default | NECB_Default | NECB_Default | NECB_Default | NECB_Default | NECB_Default | NECB_Default | NECB_Default | sensitivity | f247cfd0-a724-4b28-b6ea-49ae697a8e09 | 5afcf5d1-c030-4cdc-872e-fe91b20ee7a9 | sensitivity_example | local_docker | TRUE | f247cfd0-a724-4b28-b6ea-49ae697a8e09 | :adv_dx_units: NECB_Default :airloop_economizer_type: NECB_Default :algorithm_type: sensitivity :analysis_id: 5afcf5d1-c030-4cdc-872e-fe91b20ee7a9 :analysis_name: sensitivity_example :baseline_system_zones_map_option: NECB_Default :boiler_eff: NECB_Default :building_type: FullServiceRestaurant :chiller_type: NECB_Default :compute_environment: local_docker :datapoint_id: f247cfd0-a724-4b28-b6ea-49ae697a8e09 :daylighting_type: NECB_Default :dcv_type: NECB_Default :door_construction_cond: NECB_Default :ecm_system_name: NECB_Default :electrical_loads_scale: NECB_Default :epw_file: CAN_QC_Montreal-Trudeau.Intl.AP.716270_CWEC2016.epw :erv_package: NECB_Default :ext_floor_cond: NECB_Default :ext_roof_cond: NECB_Default :ext_wall_cond: NECB_Default :fdwr_set: NECB_Default :fixed_wind_solar_trans: NECB_Default :fixed_window_cond: NECB_Default :furnace_eff: NECB_Default :glass_door_cond: NECB_Default :glass_door_solar_trans: '0.95' :ground_floor_cond: NECB_Default :ground_roof_cond: NECB_Default :ground_wall_cond: NECB_Default :infiltration_scale: NECB_Default :job_id: f247cfd0-a724-4b28-b6ea-49ae697a8e09 :lights_scale: '1.0' :lights_type: NECB_Default :npv_discount_rate: NECB_Default :npv_end_year: NECB_Default :npv_start_year: NECB_Default :nv_delta_temp_in_out: NECB_Default :nv_opening_fraction: NECB_Default :nv_temp_out_min: NECB_Default :nv_type: NECB_Default :oa_scale: NECB_Default :occupancy_loads_scale: NECB_Default :output_meters: [] :output_variables: - frequency: hourly key: '*' operation: '*' unit: '*' variable: Zone Air Temperature - frequency: hourly key: '*' operation: sum unit: GJ variable: Lights Total Heating Energy :overhead_door_cond: NECB_Default :primary_heating_fuel: NaturalGas :pv_ground_azimuth_angle: NECB_Default :pv_ground_module_description: NECB_Default :pv_ground_tilt_angle: NECB_Default :pv_ground_total_area_pv_panels_m2: NECB_Default :pv_ground_type: NECB_Default :rotation_degrees: NECB_Default :run_annual_simulation: true :scale_x: NECB_Default :scale_y: NECB_Default :scale_z: NECB_Default :scenario: :glass_door_solar_trans :shw_eff: NECB_Default :shw_scale: NECB_Default :skylight_cond: NECB_Default :skylight_solar_trans: NECB_Default :srr_set: NECB_Default :template: NECB2020 | file:///C:\Users\plopez\btap_batch\output\sensitivity_example\sensitivity\runs\f247cfd0-a724-4b28-b6ea-49ae697a8e09 | docker run --rm -v C:\Users\plopez\btap_batch\output\sensitivity_example\sensitivity\runs:/btap_costing/utilities/btap_cli/output -v C:\Users\plopez\btap_batch\output\sensitivity_example\sensitivity\runs\f247cfd0-a724-4b28-b6ea-49ae697a8e09:/btap_costing/utilities/btap_cli/input phylroy_lopez_btap_cli bundle exec ruby btap_cli.rb | SUCCEEDED | 133.8622 | 2.0718 | 0.0027186 | 0.0016441 | 43822978 | 0 | 0 | 0 | 0 | 280.2993 | 126.9414 | 511.15 | 845.2233 | 37.3 | FullServiceRestaurant |  |  | 0 | FullServiceRestaurant | 1 |  | 1 | NECB2020 | 0.35004 | 2414.6632 | 24.7499 | 243.8499 | 51.9362 | 84.3566 | 0 | 16.2621 | 0 | 616.7259 | 220.3211 | MONTREAL | QUEBEC | 0.1939 | 41.5198 | 0 | 41.7137 | 11.8133 | 11.3633 | 0 | 23.1766 | 0 | 0.051707 | 0 | 0 | 0.43525 | 0.1147 | 0.045525 | 0.63901 | 0.067182 | 0.15395 | 0.84048 | 0.0021911 | 1.2757 | 0.20147 | 42.7574 | 264.4869 | Natural Gas | 37.3 | 0.757 | [5 empty] | 0.138 | 0.24 | 1.73 |  | 0 | 0 | Montreal-Trudeau Intl AP | CAN | 323 | 4090 | 45.471 | -73.741 | 6 | 4400 | QC | CAN_QC_Montreal-Trudeau.Intl.AP.716270_CWEC2016.epw | 1.2757 | 1023.5227 | 24.7499 | 0 | 7.6253 | 17.711 | FALSE | FALSE | FALSE | TRUE | 12.385 | 16.0738 | -1 | 0 | 0 | 0 | 102.98 | 44.149 | 1.0279 | 0.023283 | 375.71 | 0.1 | 2023-08-22 14:04:25 -0400 | 8b8e2b3c9 | 0.4.0 | 1.2757 | 31.67 | 24 | 0 | 0 | 0.047943 | 6.2911e-05 | 3.8046e-05 | 1014108.6875 | 1.4407 | 0.0018905 | 0.0011433 | 30474389.5 | 0 | 0 | 0 | 0 | 121 | 0 | 0 | 0 |  | :glass_door_solar_trans | 0 | 0 | 0 | 0 | 0 | 0 | 0 | 0 | 0 | 0 | 0 | 0 | 0 | 0 | tier_1 | 0 | 0 | 31.67 | 24 | 2.0718 | 0.0027186 | 0.0016441 | 43822978 | 0 | 0 | 0 | 0 | 0.047943 | 6.2911e-05 | 3.8046e-05 | 1014108.6875 | 1.4407 | 0.0018905 | 0.0011433 | 30474389.5 | 0 | 0 | 0 | 0
0 | FullServiceRestaurant | NECB2020 | CAN_QC_Montreal-Trudeau.Intl.AP.716270_CWEC2016.epw | NaturalGas | NECB_Default | NECB_Default | 1 | NECB_Default | NECB_Default | NECB_Default | NECB_Default | NECB_Default | NECB_Default | NECB_Default | NECB_Default | NECB_Default | 0.568 | NECB_Default | NECB_Default | NECB_Default | NECB_Default | NECB_Default | NECB_Default | NECB_Default | NECB_Default | NECB_Default | NECB_Default | NECB_Default | NECB_Default | NECB_Default | NECB_Default | NECB_Default | NECB_Default | NECB_Default | NECB_Default | NECB_Default | NECB_Default | NECB_Default | NECB_Default | NECB_Default | NECB_Default | NECB_Default | NECB_Default | NECB_Default | NECB_Default | NECB_Default | NECB_Default | NECB_Default | NECB_Default | NECB_Default | NECB_Default | NECB_Default | NECB_Default | NECB_Default | sensitivity | f4d32e13-0b9b-4b0f-ab7f-58505c99c4ff | 5afcf5d1-c030-4cdc-872e-fe91b20ee7a9 | sensitivity_example | local_docker | TRUE | f4d32e13-0b9b-4b0f-ab7f-58505c99c4ff | :adv_dx_units: NECB_Default :airloop_economizer_type: NECB_Default :algorithm_type: sensitivity :analysis_id: 5afcf5d1-c030-4cdc-872e-fe91b20ee7a9 :analysis_name: sensitivity_example :baseline_system_zones_map_option: NECB_Default :boiler_eff: NECB_Default :building_type: FullServiceRestaurant :chiller_type: NECB_Default :compute_environment: local_docker :datapoint_id: f4d32e13-0b9b-4b0f-ab7f-58505c99c4ff :daylighting_type: NECB_Default :dcv_type: NECB_Default :door_construction_cond: NECB_Default :ecm_system_name: NECB_Default :electrical_loads_scale: NECB_Default :epw_file: CAN_QC_Montreal-Trudeau.Intl.AP.716270_CWEC2016.epw :erv_package: NECB_Default :ext_floor_cond: NECB_Default :ext_roof_cond: NECB_Default :ext_wall_cond: NECB_Default :fdwr_set: NECB_Default :fixed_wind_solar_trans: NECB_Default :fixed_window_cond: NECB_Default :furnace_eff: NECB_Default :glass_door_cond: NECB_Default :glass_door_solar_trans: NECB_Default :ground_floor_cond: NECB_Default :ground_roof_cond: NECB_Default :ground_wall_cond: '0.568' :infiltration_scale: NECB_Default :job_id: f4d32e13-0b9b-4b0f-ab7f-58505c99c4ff :lights_scale: '1.0' :lights_type: NECB_Default :npv_discount_rate: NECB_Default :npv_end_year: NECB_Default :npv_start_year: NECB_Default :nv_delta_temp_in_out: NECB_Default :nv_opening_fraction: NECB_Default :nv_temp_out_min: NECB_Default :nv_type: NECB_Default :oa_scale: NECB_Default :occupancy_loads_scale: NECB_Default :output_meters: [] :output_variables: - frequency: hourly key: '*' operation: '*' unit: '*' variable: Zone Air Temperature - frequency: hourly key: '*' operation: sum unit: GJ variable: Lights Total Heating Energy :overhead_door_cond: NECB_Default :primary_heating_fuel: NaturalGas :pv_ground_azimuth_angle: NECB_Default :pv_ground_module_description: NECB_Default :pv_ground_tilt_angle: NECB_Default :pv_ground_total_area_pv_panels_m2: NECB_Default :pv_ground_type: NECB_Default :rotation_degrees: NECB_Default :run_annual_simulation: true :scale_x: NECB_Default :scale_y: NECB_Default :scale_z: NECB_Default :scenario: :ground_wall_cond :shw_eff: NECB_Default :shw_scale: NECB_Default :skylight_cond: NECB_Default :skylight_solar_trans: NECB_Default :srr_set: NECB_Default :template: NECB2020 | file:///C:\Users\plopez\btap_batch\output\sensitivity_example\sensitivity\runs\f4d32e13-0b9b-4b0f-ab7f-58505c99c4ff | docker run --rm -v C:\Users\plopez\btap_batch\output\sensitivity_example\sensitivity\runs:/btap_costing/utilities/btap_cli/output -v C:\Users\plopez\btap_batch\output\sensitivity_example\sensitivity\runs\f4d32e13-0b9b-4b0f-ab7f-58505c99c4ff:/btap_costing/utilities/btap_cli/input phylroy_lopez_btap_cli bundle exec ruby btap_cli.rb | SUCCEEDED | 139.6288 | 2.0718 | 0.0027186 | 0.0016441 | 43822978 | 0 | 0 | 0 | 0 | 280.2993 | 126.9414 | 511.15 | 845.2233 | 37.3 | FullServiceRestaurant |  |  | 0 | FullServiceRestaurant | 1 |  | 1 | NECB2020 | 0.35004 | 2414.6632 | 24.7499 | 243.8499 | 51.9362 | 84.3566 | 0 | 16.2621 | 0 | 616.7259 | 220.3211 | MONTREAL | QUEBEC | 0.1939 | 41.5198 | 0 | 41.7137 | 11.8133 | 11.3633 | 0 | 23.1766 | 0 | 0.051707 | 0 | 0 | 0.43525 | 0.1147 | 0.045525 | 0.63901 | 0.067182 | 0.15395 | 0.84048 | 0.0021911 | 1.2757 | 0.20147 | 42.7574 | 264.4869 | Natural Gas | 37.3 | 0.757 | [5 empty] | 0.138 | 0.24 | 1.73 |  | 0 | 0 | Montreal-Trudeau Intl AP | CAN | 323 | 4090 | 45.471 | -73.741 | 6 | 4400 | QC | CAN_QC_Montreal-Trudeau.Intl.AP.716270_CWEC2016.epw | 1.2757 | 1023.5227 | 24.7499 | 0 | 7.6253 | 17.711 | FALSE | FALSE | FALSE | TRUE | 12.385 | 16.0738 | -1 | 0 | 0 | 0 | 102.98 | 44.149 | 1.0279 | 0.023283 | 375.71 | 0.1 | 2023-08-22 14:02:09 -0400 | 8b8e2b3c9 | 0.4.0 | 1.2757 | 31.67 | 24 | 0 | 0 | 0.047943 | 6.2911e-05 | 3.8046e-05 | 1014108.6875 | 1.4407 | 0.0018905 | 0.0011433 | 30474389.5 | 0 | 0 | 0 | 0 | 121 | 0 | 0 | 0 |  | :ground_wall_cond | 0 | 0 | 0 | 0 | 0 | 0 | 0 | 0 | 0 | 0 | 0 | 0 | 0 | 0 | tier_1 | 0 | 0 | 31.67 | 24 | 2.0718 | 0.0027186 | 0.0016441 | 43822978 | 0 | 0 | 0 | 0 | 0.047943 | 6.2911e-05 | 3.8046e-05 | 1014108.6875 | 1.4407 | 0.0018905 | 0.0011433 | 30474389.5 | 0 | 0 | 0 | 0
0 | FullServiceRestaurant | NECB2020 | CAN_QC_Montreal-Trudeau.Intl.AP.716270_CWEC2016.epw | NaturalGas | NECB_Default | NECB_Default | 1 | NECB_Default | NECB_Default | NECB_Default | NECB_Default | NECB_Default | NECB_Default | NECB_Default | NECB_Default | 0.183 | NECB_Default | NECB_Default | NECB_Default | NECB_Default | NECB_Default | NECB_Default | NECB_Default | NECB_Default | NECB_Default | NECB_Default | NECB_Default | NECB_Default | NECB_Default | NECB_Default | NECB_Default | NECB_Default | NECB_Default | NECB_Default | NECB_Default | NECB_Default | NECB_Default | NECB_Default | NECB_Default | NECB_Default | NECB_Default | NECB_Default | NECB_Default | NECB_Default | NECB_Default | NECB_Default | NECB_Default | NECB_Default | NECB_Default | NECB_Default | NECB_Default | NECB_Default | NECB_Default | NECB_Default | sensitivity | f52dd201-86a7-4817-8847-c5662f490e0a | 5afcf5d1-c030-4cdc-872e-fe91b20ee7a9 | sensitivity_example | local_docker | TRUE | f52dd201-86a7-4817-8847-c5662f490e0a | :adv_dx_units: NECB_Default :airloop_economizer_type: NECB_Default :algorithm_type: sensitivity :analysis_id: 5afcf5d1-c030-4cdc-872e-fe91b20ee7a9 :analysis_name: sensitivity_example :baseline_system_zones_map_option: NECB_Default :boiler_eff: NECB_Default :building_type: FullServiceRestaurant :chiller_type: NECB_Default :compute_environment: local_docker :datapoint_id: f52dd201-86a7-4817-8847-c5662f490e0a :daylighting_type: NECB_Default :dcv_type: NECB_Default :door_construction_cond: NECB_Default :ecm_system_name: NECB_Default :electrical_loads_scale: NECB_Default :epw_file: CAN_QC_Montreal-Trudeau.Intl.AP.716270_CWEC2016.epw :erv_package: NECB_Default :ext_floor_cond: NECB_Default :ext_roof_cond: '0.183' :ext_wall_cond: NECB_Default :fdwr_set: NECB_Default :fixed_wind_solar_trans: NECB_Default :fixed_window_cond: NECB_Default :furnace_eff: NECB_Default :glass_door_cond: NECB_Default :glass_door_solar_trans: NECB_Default :ground_floor_cond: NECB_Default :ground_roof_cond: NECB_Default :ground_wall_cond: NECB_Default :infiltration_scale: NECB_Default :job_id: f52dd201-86a7-4817-8847-c5662f490e0a :lights_scale: '1.0' :lights_type: NECB_Default :npv_discount_rate: NECB_Default :npv_end_year: NECB_Default :npv_start_year: NECB_Default :nv_delta_temp_in_out: NECB_Default :nv_opening_fraction: NECB_Default :nv_temp_out_min: NECB_Default :nv_type: NECB_Default :oa_scale: NECB_Default :occupancy_loads_scale: NECB_Default :output_meters: [] :output_variables: - frequency: hourly key: '*' operation: '*' unit: '*' variable: Zone Air Temperature - frequency: hourly key: '*' operation: sum unit: GJ variable: Lights Total Heating Energy :overhead_door_cond: NECB_Default :primary_heating_fuel: NaturalGas :pv_ground_azimuth_angle: NECB_Default :pv_ground_module_description: NECB_Default :pv_ground_tilt_angle: NECB_Default :pv_ground_total_area_pv_panels_m2: NECB_Default :pv_ground_type: NECB_Default :rotation_degrees: NECB_Default :run_annual_simulation: true :scale_x: NECB_Default :scale_y: NECB_Default :scale_z: NECB_Default :scenario: :ext_roof_cond :shw_eff: NECB_Default :shw_scale: NECB_Default :skylight_cond: NECB_Default :skylight_solar_trans: NECB_Default :srr_set: NECB_Default :template: NECB2020 | file:///C:\Users\plopez\btap_batch\output\sensitivity_example\sensitivity\runs\f52dd201-86a7-4817-8847-c5662f490e0a | docker run --rm -v C:\Users\plopez\btap_batch\output\sensitivity_example\sensitivity\runs:/btap_costing/utilities/btap_cli/output -v C:\Users\plopez\btap_batch\output\sensitivity_example\sensitivity\runs\f52dd201-86a7-4817-8847-c5662f490e0a:/btap_costing/utilities/btap_cli/input phylroy_lopez_btap_cli bundle exec ruby btap_cli.rb | SUCCEEDED | 144.9569 | 2.0709 | 0.0027174 | 0.0016434 | 43803674 | 0 | 0 | 0 | 0 | 283.8317 | 129.7456 | 511.15 | 845.2233 | 37.3 | FullServiceRestaurant |  |  | 0 | FullServiceRestaurant | 1 |  | 1 | NECB2020 | 0.35004 | 2414.6632 | 24.801 | 241.205 | 52.2467 | 84.3566 | 0 | 16.2621 | 0 | 614.823 | 220.7527 | MONTREAL | QUEBEC | 0.19424 | 42.1122 | 0 | 42.3065 | 11.834 | 11.5254 | 0 | 23.3594 | 0 | 0.051942 | 0 | 0 | 0.436 | 0.11505 | 0.045525 | 0.651 | 0.067182 | 0.15395 | 0.85245 | 0.0023476 | 1.2884 | 0.20145 | 42.831 | 269.0206 | Natural Gas | 37.3 | 0.757 | [5 empty] | 0.183 | 0.24 | 1.73 |  | 0 | 0 | Montreal-Trudeau Intl AP | CAN | 323 | 4090 | 45.471 | -73.741 | 6 | 4400 | QC | CAN_QC_Montreal-Trudeau.Intl.AP.716270_CWEC2016.epw | 1.2885 | 1025.125 | 24.801 | 0 | 7.6254 | 17.7108 | FALSE | FALSE | FALSE | TRUE | 12.385 | 16.0737 | -1 | 0 | 0 | 0 | 102.97 | 44.149 | 1.0279 | 0.023283 | 375.71 | 0.1 | 2023-08-22 14:02:08 -0400 | 8b8e2b3c9 | 0.4.0 | 1.2884 | 30.33 | 23 | 0 | 0 | 0.047943 | 6.2911e-05 | 3.8046e-05 | 1014108.6875 | 1.4401 | 0.0018897 | 0.0011428 | 30460965.5 | 0 | 0 | 0 | 0 | 121 | 0 | 0 | 0 |  | :ext_roof_cond | -0.2 | 0 | 0 | 0 | 2.6 | -0.3 | 0 | 0 | 0 | 0 | -0.4 | 1.9 | -0.2 | -1 | non_compliant | -1.4 | -1.6 | 31.67 | 24 | 2.0718 | 0.0027186 | 0.0016441 | 43822978 | 0 | 0 | 0 | 0 | 0.047943 | 6.2911e-05 | 3.8046e-05 | 1014108.6875 | 1.4407 | 0.0018905 | 0.0011433 | 30474389.5 | 0 | 0 | 0 | 0
0 | FullServiceRestaurant | NECB2020 | CAN_QC_Montreal-Trudeau.Intl.AP.716270_CWEC2016.epw | NaturalGas | NECB_Default | NECB_Default | 1 | NECB_Default | HS08_CCASHP_VRF | NECB_Default | NECB_Default | NECB_Default | NECB_Default | NECB_Default | NECB_Default | NECB_Default | NECB_Default | NECB_Default | NECB_Default | NECB_Default | NECB_Default | NECB_Default | NECB_Default | NECB_Default | NECB_Default | NECB_Default | NECB_Default | NECB_Default | NECB_Default | NECB_Default | NECB_Default | NECB_Default | NECB_Default | NECB_Default | NECB_Default | NECB_Default | NECB_Default | NECB_Default | NECB_Default | NECB_Default | NECB_Default | NECB_Default | NECB_Default | NECB_Default | NECB_Default | NECB_Default | NECB_Default | NECB_Default | NECB_Default | NECB_Default | NECB_Default | NECB_Default | NECB_Default | NECB_Default | sensitivity | fa16c7cc-5bcf-4c6a-9021-f788da31abfd | 5afcf5d1-c030-4cdc-872e-fe91b20ee7a9 | sensitivity_example | local_docker | TRUE | fa16c7cc-5bcf-4c6a-9021-f788da31abfd | :adv_dx_units: NECB_Default :airloop_economizer_type: NECB_Default :algorithm_type: sensitivity :analysis_id: 5afcf5d1-c030-4cdc-872e-fe91b20ee7a9 :analysis_name: sensitivity_example :baseline_system_zones_map_option: NECB_Default :boiler_eff: NECB_Default :building_type: FullServiceRestaurant :chiller_type: NECB_Default :compute_environment: local_docker :datapoint_id: fa16c7cc-5bcf-4c6a-9021-f788da31abfd :daylighting_type: NECB_Default :dcv_type: NECB_Default :door_construction_cond: NECB_Default :ecm_system_name: HS08_CCASHP_VRF :electrical_loads_scale: NECB_Default :epw_file: CAN_QC_Montreal-Trudeau.Intl.AP.716270_CWEC2016.epw :erv_package: NECB_Default :ext_floor_cond: NECB_Default :ext_roof_cond: NECB_Default :ext_wall_cond: NECB_Default :fdwr_set: NECB_Default :fixed_wind_solar_trans: NECB_Default :fixed_window_cond: NECB_Default :furnace_eff: NECB_Default :glass_door_cond: NECB_Default :glass_door_solar_trans: NECB_Default :ground_floor_cond: NECB_Default :ground_roof_cond: NECB_Default :ground_wall_cond: NECB_Default :infiltration_scale: NECB_Default :job_id: fa16c7cc-5bcf-4c6a-9021-f788da31abfd :lights_scale: '1.0' :lights_type: NECB_Default :npv_discount_rate: NECB_Default :npv_end_year: NECB_Default :npv_start_year: NECB_Default :nv_delta_temp_in_out: NECB_Default :nv_opening_fraction: NECB_Default :nv_temp_out_min: NECB_Default :nv_type: NECB_Default :oa_scale: NECB_Default :occupancy_loads_scale: NECB_Default :output_meters: [] :output_variables: - frequency: hourly key: '*' operation: '*' unit: '*' variable: Zone Air Temperature - frequency: hourly key: '*' operation: sum unit: GJ variable: Lights Total Heating Energy :overhead_door_cond: NECB_Default :primary_heating_fuel: NaturalGas :pv_ground_azimuth_angle: NECB_Default :pv_ground_module_description: NECB_Default :pv_ground_tilt_angle: NECB_Default :pv_ground_total_area_pv_panels_m2: NECB_Default :pv_ground_type: NECB_Default :rotation_degrees: NECB_Default :run_annual_simulation: true :scale_x: NECB_Default :scale_y: NECB_Default :scale_z: NECB_Default :scenario: :ecm_system_name :shw_eff: NECB_Default :shw_scale: NECB_Default :skylight_cond: NECB_Default :skylight_solar_trans: NECB_Default :srr_set: NECB_Default :template: NECB2020 | file:///C:\Users\plopez\btap_batch\output\sensitivity_example\sensitivity\runs\fa16c7cc-5bcf-4c6a-9021-f788da31abfd | docker run --rm -v C:\Users\plopez\btap_batch\output\sensitivity_example\sensitivity\runs:/btap_costing/utilities/btap_cli/output -v C:\Users\plopez\btap_batch\output\sensitivity_example\sensitivity\runs\fa16c7cc-5bcf-4c6a-9021-f788da31abfd:/btap_costing/utilities/btap_cli/input phylroy_lopez_btap_cli bundle exec ruby btap_cli.rb | SUCCEEDED | 170.3683 | 2.0201 | 0.0026508 | 0.0016031 | 42729794 | 0 | 0 | 0 | 0 | 163.3626 | 128.4467 | 511.15 | 845.2233 | 37.3 | FullServiceRestaurant |  |  | 0 | FullServiceRestaurant | 1 |  | 1 | NECB2020 | 0.35004 | 2414.6632 | 25.8391 | 243.8499 | 245.7833 | 84.3566 | 0 | 16.2621 | 0 | 883.2526 | 293.0007 | MONTREAL | QUEBEC | 0.27919 | 11.265 | 0 | 11.5442 | 17.0093 | 3.083 | 0 | 20.0923 | 0 | 0.051277 | 0 | 0 | 0.62672 | 0.099658 | 0.045525 | 0.23527 | 0.067182 | 0.15395 | 0.22803 | 0.00076299 | 0.85476 | 0.20113 | 62.51 | 245.4999 | Electricity | 37.3 | 0.757 | [5 empty] | 0.138 | 0.24 | 1.73 |  | 0 | 46.032 | Montreal-Trudeau Intl AP | CAN | 323 | 4090 | 45.471 | -73.741 | 6 | 4400 | QC | CAN_QC_Montreal-Trudeau.Intl.AP.716270_CWEC2016.epw | 0.85475 | 1207.1013 | 25.8391 | 46.032 | 7.6253 | 17.7112 | FALSE | FALSE | FALSE | FALSE | 12.385 | 16.0739 | -1 | 0 | 0 | 0 | 102.81 | 44.149 | 1.0279 | 0.023283 | 375.71 | 0.1 | 2023-08-22 14:00:07 -0400 | 8b8e2b3c9 | 0.4.0 | 0.85476 | 3.33 | 0.17 | 0 | 0 | 0.047943 | 6.2911e-05 | 3.8046e-05 | 1014108.6875 | 1.4048 | 0.0018434 | 0.0011148 | 29714204.75 | 0 | 0 | 0 | 0 | 116 | 0 | 0 | 0 |  | :ecm_system_name | 3.1 | -0.2 | 0.6 | 0 | 0 | -193.8 | 0 | 0 | 0 | 0 | -72.7 | -266.5 | -46.2 | 33 | tier_2 | 72.3 | -183.6 | 31.67 | 24 | 2.0718 | 0.0027186 | 0.0016441 | 43822978 | 0 | 0 | 0 | 0 | 0.047943 | 6.2911e-05 | 3.8046e-05 | 1014108.6875 | 1.4407 | 0.0018905 | 0.0011433 | 30474389.5 | 0 | 0 | 0 | 0
0 | FullServiceRestaurant | NECB2020 | CAN_QC_Montreal-Trudeau.Intl.AP.716270_CWEC2016.epw | NaturalGas | NECB_Default | NECB_Default | 1 | NECB_Default | NECB_Default | NECB_Default | NECB_Default | NECB_Default | NECB_Default | NECB_Default | 0.142 | NECB_Default | NECB_Default | NECB_Default | NECB_Default | NECB_Default | NECB_Default | NECB_Default | NECB_Default | NECB_Default | NECB_Default | NECB_Default | NECB_Default | NECB_Default | NECB_Default | NECB_Default | NECB_Default | NECB_Default | NECB_Default | NECB_Default | NECB_Default | NECB_Default | NECB_Default | NECB_Default | NECB_Default | NECB_Default | NECB_Default | NECB_Default | NECB_Default | NECB_Default | NECB_Default | NECB_Default | NECB_Default | NECB_Default | NECB_Default | NECB_Default | NECB_Default | NECB_Default | NECB_Default | NECB_Default | sensitivity | fac8d5d9-5a2a-487c-b2df-24e85ea75d4b | 5afcf5d1-c030-4cdc-872e-fe91b20ee7a9 | sensitivity_example | local_docker | TRUE | fac8d5d9-5a2a-487c-b2df-24e85ea75d4b | :adv_dx_units: NECB_Default :airloop_economizer_type: NECB_Default :algorithm_type: sensitivity :analysis_id: 5afcf5d1-c030-4cdc-872e-fe91b20ee7a9 :analysis_name: sensitivity_example :baseline_system_zones_map_option: NECB_Default :boiler_eff: NECB_Default :building_type: FullServiceRestaurant :chiller_type: NECB_Default :compute_environment: local_docker :datapoint_id: fac8d5d9-5a2a-487c-b2df-24e85ea75d4b :daylighting_type: NECB_Default :dcv_type: NECB_Default :door_construction_cond: NECB_Default :ecm_system_name: NECB_Default :electrical_loads_scale: NECB_Default :epw_file: CAN_QC_Montreal-Trudeau.Intl.AP.716270_CWEC2016.epw :erv_package: NECB_Default :ext_floor_cond: '0.142' :ext_roof_cond: NECB_Default :ext_wall_cond: NECB_Default :fdwr_set: NECB_Default :fixed_wind_solar_trans: NECB_Default :fixed_window_cond: NECB_Default :furnace_eff: NECB_Default :glass_door_cond: NECB_Default :glass_door_solar_trans: NECB_Default :ground_floor_cond: NECB_Default :ground_roof_cond: NECB_Default :ground_wall_cond: NECB_Default :infiltration_scale: NECB_Default :job_id: fac8d5d9-5a2a-487c-b2df-24e85ea75d4b :lights_scale: '1.0' :lights_type: NECB_Default :npv_discount_rate: NECB_Default :npv_end_year: NECB_Default :npv_start_year: NECB_Default :nv_delta_temp_in_out: NECB_Default :nv_opening_fraction: NECB_Default :nv_temp_out_min: NECB_Default :nv_type: NECB_Default :oa_scale: NECB_Default :occupancy_loads_scale: NECB_Default :output_meters: [] :output_variables: - frequency: hourly key: '*' operation: '*' unit: '*' variable: Zone Air Temperature - frequency: hourly key: '*' operation: sum unit: GJ variable: Lights Total Heating Energy :overhead_door_cond: NECB_Default :primary_heating_fuel: NaturalGas :pv_ground_azimuth_angle: NECB_Default :pv_ground_module_description: NECB_Default :pv_ground_tilt_angle: NECB_Default :pv_ground_total_area_pv_panels_m2: NECB_Default :pv_ground_type: NECB_Default :rotation_degrees: NECB_Default :run_annual_simulation: true :scale_x: NECB_Default :scale_y: NECB_Default :scale_z: NECB_Default :scenario: :ext_floor_cond :shw_eff: NECB_Default :shw_scale: NECB_Default :skylight_cond: NECB_Default :skylight_solar_trans: NECB_Default :srr_set: NECB_Default :template: NECB2020 | file:///C:\Users\plopez\btap_batch\output\sensitivity_example\sensitivity\runs\fac8d5d9-5a2a-487c-b2df-24e85ea75d4b | docker run --rm -v C:\Users\plopez\btap_batch\output\sensitivity_example\sensitivity\runs:/btap_costing/utilities/btap_cli/output -v C:\Users\plopez\btap_batch\output\sensitivity_example\sensitivity\runs\fac8d5d9-5a2a-487c-b2df-24e85ea75d4b:/btap_costing/utilities/btap_cli/input phylroy_lopez_btap_cli bundle exec ruby btap_cli.rb | SUCCEEDED | 149.5829 | 2.0718 | 0.0027186 | 0.0016441 | 43822978 | 0 | 0 | 0 | 0 | 280.2993 | 126.9414 | 511.15 | 845.2233 | 37.3 | FullServiceRestaurant |  |  | 0 | FullServiceRestaurant | 1 |  | 1 | NECB2020 | 0.35004 | 2414.6632 | 24.7499 | 243.8499 | 51.9362 | 84.3566 | 0 | 16.2621 | 0 | 616.7259 | 220.3211 | MONTREAL | QUEBEC | 0.1939 | 41.5198 | 0 | 41.7137 | 11.8133 | 11.3633 | 0 | 23.1766 | 0 | 0.051707 | 0 | 0 | 0.43525 | 0.1147 | 0.045525 | 0.63901 | 0.067182 | 0.15395 | 0.84048 | 0.0021911 | 1.2757 | 0.20147 | 42.7574 | 264.4869 | Natural Gas | 37.3 | 0.757 | [5 empty] | 0.138 | 0.24 | 1.73 |  | 0 | 0 | Montreal-Trudeau Intl AP | CAN | 323 | 4090 | 45.471 | -73.741 | 6 | 4400 | QC | CAN_QC_Montreal-Trudeau.Intl.AP.716270_CWEC2016.epw | 1.2757 | 1023.5227 | 24.7499 | 0 | 7.6253 | 17.711 | FALSE | FALSE | FALSE | TRUE | 12.385 | 16.0738 | -1 | 0 | 0 | 0 | 102.98 | 44.149 | 1.0279 | 0.023283 | 375.71 | 0.1 | 2023-08-22 14:02:07 -0400 | 8b8e2b3c9 | 0.4.0 | 1.2757 | 31.67 | 24 | 0 | 0 | 0.047943 | 6.2911e-05 | 3.8046e-05 | 1014108.6875 | 1.4407 | 0.0018905 | 0.0011433 | 30474389.5 | 0 | 0 | 0 | 0 | 121 | 0 | 0 | 0 |  | :ext_floor_cond | 0 | 0 | 0 | 0 | 0 | 0 | 0 | 0 | 0 | 0 | 0 | 0 | 0 | 0 | tier_1 | 0 | 0 | 31.67 | 24 | 2.0718 | 0.0027186 | 0.0016441 | 43822978 | 0 | 0 | 0 | 0 | 0.047943 | 6.2911e-05 | 3.8046e-05 | 1014108.6875 | 1.4407 | 0.0018905 | 0.0011433 | 30474389.5 | 0 | 0 | 0 | 0
0 | FullServiceRestaurant | NECB2020 | CAN_QC_Montreal-Trudeau.Intl.AP.716270_CWEC2016.epw | NaturalGas | NECB_Default | NECB_Default | 1 | NECB_Default | NECB_Default | NECB_Default | NECB_Default | NECB_Default | NECB_Default | NECB_Default | NECB_Default | NECB_Default | NECB_Default | NECB_Default | NECB_Default | NECB_Default | NECB_Default | NECB_Default | NECB_Default | NECB_Default | NECB_Default | NECB_Default | NECB_Default | NECB_Default | NECB_Default | NECB_Default | NECB_Default | NECB_Default | NECB_Default | NECB_Default | NECB_Default | NECB_Default | NECB_Default | NECB_Default | NECB_Default | NECB_Default | NECB_Default | NECB_Default | NECB_Default | NECB_Default | NECB_Default | NECB_Default | NECB_Default | NECB_Default | NECB_Default | NECB_Default | NECB_Default | NECB_Default | NECB_Default | NECB_Default | sensitivity | fbd4eccc-4897-49c6-823d-2b524a0c724d | 5afcf5d1-c030-4cdc-872e-fe91b20ee7a9 | sensitivity_example | local_docker | TRUE | fbd4eccc-4897-49c6-823d-2b524a0c724d | :adv_dx_units: NECB_Default :airloop_economizer_type: NECB_Default :algorithm_type: sensitivity :analysis_id: 5afcf5d1-c030-4cdc-872e-fe91b20ee7a9 :analysis_name: sensitivity_example :baseline_system_zones_map_option: NECB_Default :boiler_eff: NECB_Default :building_type: FullServiceRestaurant :chiller_type: NECB_Default :compute_environment: local_docker :datapoint_id: fbd4eccc-4897-49c6-823d-2b524a0c724d :daylighting_type: NECB_Default :dcv_type: NECB_Default :door_construction_cond: NECB_Default :ecm_system_name: NECB_Default :electrical_loads_scale: NECB_Default :epw_file: CAN_QC_Montreal-Trudeau.Intl.AP.716270_CWEC2016.epw :erv_package: NECB_Default :ext_floor_cond: NECB_Default :ext_roof_cond: NECB_Default :ext_wall_cond: NECB_Default :fdwr_set: NECB_Default :fixed_wind_solar_trans: NECB_Default :fixed_window_cond: NECB_Default :furnace_eff: NECB_Default :glass_door_cond: NECB_Default :glass_door_solar_trans: NECB_Default :ground_floor_cond: NECB_Default :ground_roof_cond: NECB_Default :ground_wall_cond: NECB_Default :infiltration_scale: NECB_Default :job_id: fbd4eccc-4897-49c6-823d-2b524a0c724d :lights_scale: '1.0' :lights_type: NECB_Default :npv_discount_rate: NECB_Default :npv_end_year: NECB_Default :npv_start_year: NECB_Default :nv_delta_temp_in_out: NECB_Default :nv_opening_fraction: NECB_Default :nv_temp_out_min: NECB_Default :nv_type: NECB_Default :oa_scale: NECB_Default :occupancy_loads_scale: NECB_Default :output_meters: [] :output_variables: - frequency: hourly key: '*' operation: '*' unit: '*' variable: Zone Air Temperature - frequency: hourly key: '*' operation: sum unit: GJ variable: Lights Total Heating Energy :overhead_door_cond: NECB_Default :primary_heating_fuel: NaturalGas :pv_ground_azimuth_angle: NECB_Default :pv_ground_module_description: NECB_Default :pv_ground_tilt_angle: NECB_Default :pv_ground_total_area_pv_panels_m2: NECB_Default :pv_ground_type: NECB_Default :rotation_degrees: NECB_Default :run_annual_simulation: true :scale_x: NECB_Default :scale_y: NECB_Default :scale_z: NECB_Default :scenario: :door_construction_cond :shw_eff: NECB_Default :shw_scale: NECB_Default :skylight_cond: NECB_Default :skylight_solar_trans: NECB_Default :srr_set: NECB_Default :template: NECB2020 | file:///C:\Users\plopez\btap_batch\output\sensitivity_example\sensitivity\runs\fbd4eccc-4897-49c6-823d-2b524a0c724d | docker run --rm -v C:\Users\plopez\btap_batch\output\sensitivity_example\sensitivity\runs:/btap_costing/utilities/btap_cli/output -v C:\Users\plopez\btap_batch\output\sensitivity_example\sensitivity\runs\fbd4eccc-4897-49c6-823d-2b524a0c724d:/btap_costing/utilities/btap_cli/input phylroy_lopez_btap_cli bundle exec ruby btap_cli.rb | SUCCEEDED | 146.4059 | 2.0718 | 0.0027186 | 0.0016441 | 43822978 | 0 | 0 | 0 | 0 | 280.2993 | 126.9414 | 511.15 | 845.2233 | 37.3 | FullServiceRestaurant |  |  | 0 | FullServiceRestaurant | 1 |  | 1 | NECB2020 | 0.35004 | 2414.6632 | 24.7499 | 243.8499 | 51.9362 | 84.3566 | 0 | 16.2621 | 0 | 616.7259 | 220.3211 | MONTREAL | QUEBEC | 0.1939 | 41.5198 | 0 | 41.7137 | 11.8133 | 11.3633 | 0 | 23.1766 | 0 | 0.051707 | 0 | 0 | 0.43525 | 0.1147 | 0.045525 | 0.63901 | 0.067182 | 0.15395 | 0.84048 | 0.0021911 | 1.2757 | 0.20147 | 42.7574 | 264.4869 | Natural Gas | 37.3 | 0.757 | [5 empty] | 0.138 | 0.24 | 1.73 |  | 0 | 0 | Montreal-Trudeau Intl AP | CAN | 323 | 4090 | 45.471 | -73.741 | 6 | 4400 | QC | CAN_QC_Montreal-Trudeau.Intl.AP.716270_CWEC2016.epw | 1.2757 | 1023.5227 | 24.7499 | 0 | 7.6253 | 17.711 | FALSE | FALSE | FALSE | TRUE | 12.385 | 16.0738 | -1 | 0 | 0 | 0 | 102.98 | 44.149 | 1.0279 | 0.023283 | 375.71 | 0.1 | 2023-08-22 14:02:28 -0400 | 8b8e2b3c9 | 0.4.0 | 1.2757 | 31.67 | 24 | 0 | 0 | 0.047943 | 6.2911e-05 | 3.8046e-05 | 1014108.6875 | 1.4407 | 0.0018905 | 0.0011433 | 30474389.5 | 0 | 0 | 0 | 0 | 121 | 0 | 0 | 0 |  | :door_construction_cond | 0 | 0 | 0 | 0 | 0 | 0 | 0 | 0 | 0 | 0 | 0 | 0 | 0 | 0 | tier_1 | 0 | 0 | 31.67 | 24 | 2.0718 | 0.0027186 | 0.0016441 | 43822978 | 0 | 0 | 0 | 0 | 0.047943 | 6.2911e-05 | 3.8046e-05 | 1014108.6875 | 1.4407 | 0.0018905 | 0.0011433 | 30474389.5 | 0 | 0 | 0 | 0
0 | FullServiceRestaurant | NECB2020 | CAN_QC_Montreal-Trudeau.Intl.AP.716270_CWEC2016.epw | NaturalGas | NECB_Default | NECB_Default | 1 | NECB_Default | NECB_Default | NECB_Default | NECB_Default | NECB_Default | NECB_Default | NECB_Default | NECB_Default | NECB_Default | NECB_Default | NECB_Default | NECB_Default | NECB_Default | NECB_Default | NECB_Default | NECB_Default | NECB_Default | NECB_Default | NECB_Default | NECB_Default | NECB_Default | NECB_Default | NECB_Default | NECB_Default | NECB_Default | NECB_Default | NECB_Default | NECB_Default | NECB_Default | NECB_Default | NECB_Default | NECB_Default | NECB_Default | NECB_Default | NECB_Default | NECB_Default | NECB_Default | NECB_Default | NECB_Default | NECB_Default | NECB_Default | NECB_Default | NECB_Default | NECB_Default | NECB_Default | NECB_Default | NECB_Default | sensitivity | fbfb642d-5d30-4f13-a3aa-56ac61703ff0 | 5afcf5d1-c030-4cdc-872e-fe91b20ee7a9 | sensitivity_example | local_docker | TRUE | fbfb642d-5d30-4f13-a3aa-56ac61703ff0 | :adv_dx_units: NECB_Default :airloop_economizer_type: NECB_Default :algorithm_type: sensitivity :analysis_id: 5afcf5d1-c030-4cdc-872e-fe91b20ee7a9 :analysis_name: sensitivity_example :baseline_system_zones_map_option: NECB_Default :boiler_eff: NECB_Default :building_type: FullServiceRestaurant :chiller_type: NECB_Default :compute_environment: local_docker :datapoint_id: fbfb642d-5d30-4f13-a3aa-56ac61703ff0 :daylighting_type: NECB_Default :dcv_type: NECB_Default :door_construction_cond: NECB_Default :ecm_system_name: NECB_Default :electrical_loads_scale: NECB_Default :epw_file: CAN_QC_Montreal-Trudeau.Intl.AP.716270_CWEC2016.epw :erv_package: NECB_Default :ext_floor_cond: NECB_Default :ext_roof_cond: NECB_Default :ext_wall_cond: NECB_Default :fdwr_set: NECB_Default :fixed_wind_solar_trans: NECB_Default :fixed_window_cond: NECB_Default :furnace_eff: NECB_Default :glass_door_cond: NECB_Default :glass_door_solar_trans: NECB_Default :ground_floor_cond: NECB_Default :ground_roof_cond: NECB_Default :ground_wall_cond: NECB_Default :infiltration_scale: NECB_Default :job_id: fbfb642d-5d30-4f13-a3aa-56ac61703ff0 :lights_scale: '1.0' :lights_type: NECB_Default :npv_discount_rate: NECB_Default :npv_end_year: NECB_Default :npv_start_year: NECB_Default :nv_delta_temp_in_out: NECB_Default :nv_opening_fraction: NECB_Default :nv_temp_out_min: NECB_Default :nv_type: NECB_Default :oa_scale: NECB_Default :occupancy_loads_scale: NECB_Default :output_meters: [] :output_variables: - frequency: hourly key: '*' operation: '*' unit: '*' variable: Zone Air Temperature - frequency: hourly key: '*' operation: sum unit: GJ variable: Lights Total Heating Energy :overhead_door_cond: NECB_Default :primary_heating_fuel: NaturalGas :pv_ground_azimuth_angle: NECB_Default :pv_ground_module_description: NECB_Default :pv_ground_tilt_angle: NECB_Default :pv_ground_total_area_pv_panels_m2: NECB_Default :pv_ground_type: NECB_Default :rotation_degrees: NECB_Default :run_annual_simulation: true :scale_x: NECB_Default :scale_y: NECB_Default :scale_z: NECB_Default :scenario: :glass_door_solar_trans :shw_eff: NECB_Default :shw_scale: NECB_Default :skylight_cond: NECB_Default :skylight_solar_trans: NECB_Default :srr_set: NECB_Default :template: NECB2020 | file:///C:\Users\plopez\btap_batch\output\sensitivity_example\sensitivity\runs\fbfb642d-5d30-4f13-a3aa-56ac61703ff0 | docker run --rm -v C:\Users\plopez\btap_batch\output\sensitivity_example\sensitivity\runs:/btap_costing/utilities/btap_cli/output -v C:\Users\plopez\btap_batch\output\sensitivity_example\sensitivity\runs\fbfb642d-5d30-4f13-a3aa-56ac61703ff0:/btap_costing/utilities/btap_cli/input phylroy_lopez_btap_cli bundle exec ruby btap_cli.rb | SUCCEEDED | 135.2073 | 2.0718 | 0.0027186 | 0.0016441 | 43822978 | 0 | 0 | 0 | 0 | 280.2993 | 126.9414 | 511.15 | 845.2233 | 37.3 | FullServiceRestaurant |  |  | 0 | FullServiceRestaurant | 1 |  | 1 | NECB2020 | 0.35004 | 2414.6632 | 24.7499 | 243.8499 | 51.9362 | 84.3566 | 0 | 16.2621 | 0 | 616.7259 | 220.3211 | MONTREAL | QUEBEC | 0.1939 | 41.5198 | 0 | 41.7137 | 11.8133 | 11.3633 | 0 | 23.1766 | 0 | 0.051707 | 0 | 0 | 0.43525 | 0.1147 | 0.045525 | 0.63901 | 0.067182 | 0.15395 | 0.84048 | 0.0021911 | 1.2757 | 0.20147 | 42.7574 | 264.4869 | Natural Gas | 37.3 | 0.757 | [5 empty] | 0.138 | 0.24 | 1.73 |  | 0 | 0 | Montreal-Trudeau Intl AP | CAN | 323 | 4090 | 45.471 | -73.741 | 6 | 4400 | QC | CAN_QC_Montreal-Trudeau.Intl.AP.716270_CWEC2016.epw | 1.2757 | 1023.5227 | 24.7499 | 0 | 7.6253 | 17.711 | FALSE | FALSE | FALSE | TRUE | 12.385 | 16.0738 | -1 | 0 | 0 | 0 | 102.98 | 44.149 | 1.0279 | 0.023283 | 375.71 | 0.1 | 2023-08-22 14:04:25 -0400 | 8b8e2b3c9 | 0.4.0 | 1.2757 | 31.67 | 24 | 0 | 0 | 0.047943 | 6.2911e-05 | 3.8046e-05 | 1014108.6875 | 1.4407 | 0.0018905 | 0.0011433 | 30474389.5 | 0 | 0 | 0 | 0 | 121 | 0 | 0 | 0 |  | :glass_door_solar_trans | 0 | 0 | 0 | 0 | 0 | 0 | 0 | 0 | 0 | 0 | 0 | 0 | 0 | 0 | tier_1 | 0 | 0 | 31.67 | 24 | 2.0718 | 0.0027186 | 0.0016441 | 43822978 | 0 | 0 | 0 | 0 | 0.047943 | 6.2911e-05 | 3.8046e-05 | 1014108.6875 | 1.4407 | 0.0018905 | 0.0011433 | 30474389.5 | 0 | 0 | 0 | 0
0 | FullServiceRestaurant | NECB2020 | CAN_QC_Montreal-Trudeau.Intl.AP.716270_CWEC2016.epw | NaturalGas | NECB_Default | NECB_Default | 1 | NECB_Default | NECB_Default | Plate-Existing | NECB_Default | NECB_Default | NECB_Default | NECB_Default | NECB_Default | NECB_Default | NECB_Default | NECB_Default | NECB_Default | NECB_Default | NECB_Default | NECB_Default | NECB_Default | NECB_Default | NECB_Default | NECB_Default | NECB_Default | NECB_Default | NECB_Default | NECB_Default | NECB_Default | NECB_Default | NECB_Default | NECB_Default | NECB_Default | NECB_Default | NECB_Default | NECB_Default | NECB_Default | NECB_Default | NECB_Default | NECB_Default | NECB_Default | NECB_Default | NECB_Default | NECB_Default | NECB_Default | NECB_Default | NECB_Default | NECB_Default | NECB_Default | NECB_Default | NECB_Default | NECB_Default | sensitivity | fd3f8351-acd3-4fb6-8658-a44fa47f7bba | 5afcf5d1-c030-4cdc-872e-fe91b20ee7a9 | sensitivity_example | local_docker | TRUE | fd3f8351-acd3-4fb6-8658-a44fa47f7bba | :adv_dx_units: NECB_Default :airloop_economizer_type: NECB_Default :algorithm_type: sensitivity :analysis_id: 5afcf5d1-c030-4cdc-872e-fe91b20ee7a9 :analysis_name: sensitivity_example :baseline_system_zones_map_option: NECB_Default :boiler_eff: NECB_Default :building_type: FullServiceRestaurant :chiller_type: NECB_Default :compute_environment: local_docker :datapoint_id: fd3f8351-acd3-4fb6-8658-a44fa47f7bba :daylighting_type: NECB_Default :dcv_type: NECB_Default :door_construction_cond: NECB_Default :ecm_system_name: NECB_Default :electrical_loads_scale: NECB_Default :epw_file: CAN_QC_Montreal-Trudeau.Intl.AP.716270_CWEC2016.epw :erv_package: Plate-Existing :ext_floor_cond: NECB_Default :ext_roof_cond: NECB_Default :ext_wall_cond: NECB_Default :fdwr_set: NECB_Default :fixed_wind_solar_trans: NECB_Default :fixed_window_cond: NECB_Default :furnace_eff: NECB_Default :glass_door_cond: NECB_Default :glass_door_solar_trans: NECB_Default :ground_floor_cond: NECB_Default :ground_roof_cond: NECB_Default :ground_wall_cond: NECB_Default :infiltration_scale: NECB_Default :job_id: fd3f8351-acd3-4fb6-8658-a44fa47f7bba :lights_scale: '1.0' :lights_type: NECB_Default :npv_discount_rate: NECB_Default :npv_end_year: NECB_Default :npv_start_year: NECB_Default :nv_delta_temp_in_out: NECB_Default :nv_opening_fraction: NECB_Default :nv_temp_out_min: NECB_Default :nv_type: NECB_Default :oa_scale: NECB_Default :occupancy_loads_scale: NECB_Default :output_meters: [] :output_variables: - frequency: hourly key: '*' operation: '*' unit: '*' variable: Zone Air Temperature - frequency: hourly key: '*' operation: sum unit: GJ variable: Lights Total Heating Energy :overhead_door_cond: NECB_Default :primary_heating_fuel: NaturalGas :pv_ground_azimuth_angle: NECB_Default :pv_ground_module_description: NECB_Default :pv_ground_tilt_angle: NECB_Default :pv_ground_total_area_pv_panels_m2: NECB_Default :pv_ground_type: NECB_Default :rotation_degrees: NECB_Default :run_annual_simulation: true :scale_x: NECB_Default :scale_y: NECB_Default :scale_z: NECB_Default :scenario: :erv_package :shw_eff: NECB_Default :shw_scale: NECB_Default :skylight_cond: NECB_Default :skylight_solar_trans: NECB_Default :srr_set: NECB_Default :template: NECB2020 | file:///C:\Users\plopez\btap_batch\output\sensitivity_example\sensitivity\runs\fd3f8351-acd3-4fb6-8658-a44fa47f7bba | docker run --rm -v C:\Users\plopez\btap_batch\output\sensitivity_example\sensitivity\runs:/btap_costing/utilities/btap_cli/output -v C:\Users\plopez\btap_batch\output\sensitivity_example\sensitivity\runs\fd3f8351-acd3-4fb6-8658-a44fa47f7bba:/btap_costing/utilities/btap_cli/input phylroy_lopez_btap_cli bundle exec ruby btap_cli.rb | SUCCEEDED | 154.1123 | 2.0742 | 0.0027219 | 0.0016461 | 43875454 | 0 | 0 | 0 | 0 | 194.3004 | 65.1853 | 511.15 | 845.2233 | 37.3 | FullServiceRestaurant |  |  | 0 | FullServiceRestaurant | 1 |  | 1 | NECB2020 | 0.35004 | 2414.6632 | 24.2383 | 243.8499 | 51.9362 | 84.3566 | 0 | 16.2621 | 0 | 616.7259 | 220.3211 | MONTREAL | QUEBEC | 0.19329 | 26.2943 | 0 | 26.4876 | 11.7762 | 7.1963 | 0 | 18.9724 | 0 | 0.050377 | 0 | 0 | 0.43388 | 0.1147 | 0.045525 | 0.33078 | 0.067182 | 0.15395 | 0.53225 | 0.002152 | 0.96614 | 0.20147 | 42.2458 | 265.9477 | Natural Gas | 37.3 | 0.757 | [5 empty] | 0.138 | 0.24 | 1.73 |  | 0 | 0 | Montreal-Trudeau Intl AP | CAN | 323 | 4090 | 45.471 | -73.741 | 6 | 4400 | QC | CAN_QC_Montreal-Trudeau.Intl.AP.716270_CWEC2016.epw | 0.96616 | 940.7596 | 24.2383 | 0 | 7.6253 | 17.711 | FALSE | FALSE | FALSE | TRUE | 12.385 | 16.0738 | -1 | 0 | 0 | 0 | 102.98 | 44.149 | 1.0279 | 0.023283 | 375.71 | 0.1 | 2023-08-22 13:59:48 -0400 | 8b8e2b3c9 | 0.4.0 | 0.96614 | 31 | 23.17 | 0 | 0 | 0.047943 | 6.2911e-05 | 3.8046e-05 | 1014108.6875 | 1.4424 | 0.0018928 | 0.0011447 | 30510881.5 | 0 | 0 | 0 | 0 | 121 | 0 | 0 | 0 |  | :erv_package | 4.2 | 0 | 0.3 | 0 | 0 | 0 | 0 | 0 | 0 | 0 | 0 | 0 | 1.2 | 24.3 | tier_1 | 36.5 | 82.8 | 31.67 | 24 | 2.0718 | 0.0027186 | 0.0016441 | 43822978 | 0 | 0 | 0 | 0 | 0.047943 | 6.2911e-05 | 3.8046e-05 | 1014108.6875 | 1.4407 | 0.0018905 | 0.0011433 | 30474389.5 | 0 | 0 | 0 | 0
0 | FullServiceRestaurant | NECB2020 | CAN_QC_Montreal-Trudeau.Intl.AP.716270_CWEC2016.epw | NaturalGas | NECB_Default | NECB_Default | 1 | NECB_Default | NECB_Default | NECB_Default | NECB_Default | NECB_Default | NECB_Default | NECB_Default | NECB_Default | NECB_Default | NECB_Default | NECB_Default | NECB_Default | NECB_Default | NECB_Default | NECB_Default | 2.4 | NECB_Default | NECB_Default | NECB_Default | NECB_Default | NECB_Default | NECB_Default | NECB_Default | NECB_Default | NECB_Default | NECB_Default | NECB_Default | NECB_Default | NECB_Default | NECB_Default | NECB_Default | NECB_Default | NECB_Default | NECB_Default | NECB_Default | NECB_Default | NECB_Default | NECB_Default | NECB_Default | NECB_Default | NECB_Default | NECB_Default | NECB_Default | NECB_Default | NECB_Default | NECB_Default | NECB_Default | sensitivity | ffa882dc-e73e-42c4-b1d3-b1c30195df41 | 5afcf5d1-c030-4cdc-872e-fe91b20ee7a9 | sensitivity_example | local_docker | TRUE | ffa882dc-e73e-42c4-b1d3-b1c30195df41 | :adv_dx_units: NECB_Default :airloop_economizer_type: NECB_Default :algorithm_type: sensitivity :analysis_id: 5afcf5d1-c030-4cdc-872e-fe91b20ee7a9 :analysis_name: sensitivity_example :baseline_system_zones_map_option: NECB_Default :boiler_eff: NECB_Default :building_type: FullServiceRestaurant :chiller_type: NECB_Default :compute_environment: local_docker :datapoint_id: ffa882dc-e73e-42c4-b1d3-b1c30195df41 :daylighting_type: NECB_Default :dcv_type: NECB_Default :door_construction_cond: NECB_Default :ecm_system_name: NECB_Default :electrical_loads_scale: NECB_Default :epw_file: CAN_QC_Montreal-Trudeau.Intl.AP.716270_CWEC2016.epw :erv_package: NECB_Default :ext_floor_cond: NECB_Default :ext_roof_cond: NECB_Default :ext_wall_cond: NECB_Default :fdwr_set: NECB_Default :fixed_wind_solar_trans: NECB_Default :fixed_window_cond: NECB_Default :furnace_eff: NECB_Default :glass_door_cond: NECB_Default :glass_door_solar_trans: NECB_Default :ground_floor_cond: NECB_Default :ground_roof_cond: NECB_Default :ground_wall_cond: NECB_Default :infiltration_scale: NECB_Default :job_id: ffa882dc-e73e-42c4-b1d3-b1c30195df41 :lights_scale: '1.0' :lights_type: NECB_Default :npv_discount_rate: NECB_Default :npv_end_year: NECB_Default :npv_start_year: NECB_Default :nv_delta_temp_in_out: NECB_Default :nv_opening_fraction: NECB_Default :nv_temp_out_min: NECB_Default :nv_type: NECB_Default :oa_scale: NECB_Default :occupancy_loads_scale: NECB_Default :output_meters: [] :output_variables: - frequency: hourly key: '*' operation: '*' unit: '*' variable: Zone Air Temperature - frequency: hourly key: '*' operation: sum unit: GJ variable: Lights Total Heating Energy :overhead_door_cond: '2.4' :primary_heating_fuel: NaturalGas :pv_ground_azimuth_angle: NECB_Default :pv_ground_module_description: NECB_Default :pv_ground_tilt_angle: NECB_Default :pv_ground_total_area_pv_panels_m2: NECB_Default :pv_ground_type: NECB_Default :rotation_degrees: NECB_Default :run_annual_simulation: true :scale_x: NECB_Default :scale_y: NECB_Default :scale_z: NECB_Default :scenario: :overhead_door_cond :shw_eff: NECB_Default :shw_scale: NECB_Default :skylight_cond: NECB_Default :skylight_solar_trans: NECB_Default :srr_set: NECB_Default :template: NECB2020 | file:///C:\Users\plopez\btap_batch\output\sensitivity_example\sensitivity\runs\ffa882dc-e73e-42c4-b1d3-b1c30195df41 | docker run --rm -v C:\Users\plopez\btap_batch\output\sensitivity_example\sensitivity\runs:/btap_costing/utilities/btap_cli/output -v C:\Users\plopez\btap_batch\output\sensitivity_example\sensitivity\runs\ffa882dc-e73e-42c4-b1d3-b1c30195df41:/btap_costing/utilities/btap_cli/input phylroy_lopez_btap_cli bundle exec ruby btap_cli.rb | SUCCEEDED | 135.4845 | 2.0718 | 0.0027186 | 0.0016441 | 43822978 | 0 | 0 | 0 | 0 | 280.2993 | 126.9414 | 511.15 | 845.2233 | 37.3 | FullServiceRestaurant |  |  | 0 | FullServiceRestaurant | 1 |  | 1 | NECB2020 | 0.35004 | 2414.6632 | 24.7499 | 243.8499 | 51.9362 | 84.3566 | 0 | 16.2621 | 0 | 616.7259 | 220.3211 | MONTREAL | QUEBEC | 0.1939 | 41.5198 | 0 | 41.7137 | 11.8133 | 11.3633 | 0 | 23.1766 | 0 | 0.051707 | 0 | 0 | 0.43525 | 0.1147 | 0.045525 | 0.63901 | 0.067182 | 0.15395 | 0.84048 | 0.0021911 | 1.2757 | 0.20147 | 42.7574 | 264.4869 | Natural Gas | 37.3 | 0.757 | [5 empty] | 0.138 | 0.24 | 1.73 |  | 0 | 0 | Montreal-Trudeau Intl AP | CAN | 323 | 4090 | 45.471 | -73.741 | 6 | 4400 | QC | CAN_QC_Montreal-Trudeau.Intl.AP.716270_CWEC2016.epw | 1.2757 | 1023.5227 | 24.7499 | 0 | 7.6253 | 17.711 | FALSE | FALSE | FALSE | TRUE | 12.385 | 16.0738 | -1 | 0 | 0 | 0 | 102.98 | 44.149 | 1.0279 | 0.023283 | 375.71 | 0.1 | 2023-08-22 14:02:26 -0400 | 8b8e2b3c9 | 0.4.0 | 1.2757 | 31.67 | 24 | 0 | 0 | 0.047943 | 6.2911e-05 | 3.8046e-05 | 1014108.6875 | 1.4407 | 0.0018905 | 0.0011433 | 30474389.5 | 0 | 0 | 0 | 0 | 121 | 0 | 0 | 0 |  | :overhead_door_cond | 0 | 0 | 0 | 0 | 0 | 0 | 0 | 0 | 0 | 0 | 0 | 0 | 0 | 0 | tier_1 | 0 | 0 | 31.67 | 24 | 2.0718 | 0.0027186 | 0.0016441 | 43822978 | 0 | 0 | 0 | 0 | 0.047943 | 6.2911e-05 | 3.8046e-05 | 1014108.6875 | 1.4407 | 0.0018905 | 0.0011433 | 30474389.5 | 0 | 0 | 0 | 0
0 | FullServiceRestaurant | NECB2020 | CAN_QC_Montreal-Trudeau.Intl.AP.716270_CWEC2016.epw | NaturalGas | CO2_based_DCV | NECB_Default | 1 | NECB_Default | NECB_Default | Rotary-All | NECB 88% Efficient Condensing Boiler | NECB_Default | Natural Gas Direct Vent with Electric Ignition | 0.183 | 0.162 | 0.121 | 0.568 | 0.758 | 0.379 | 1.6 | NECB_Default | 2.4 | 1.6 | 1.6 | NECB_Default | 0.2 | 0.05 | NECB_Default | NECB_Default | NECB_Default | NECB_Default | NECB_Default | NECB_Default | NECB_Default | NECB_Default | NECB_Default | NECB_Default | NECB_Default | Carrier WeatherExpert | add_nv | NECB_Default | NECB_Default | NECB_Default | NECB_Default | NECB_Default | NECB_Default | NECB_Default | NECB_Default | NECB_Default | NECB_Default | one_sys_per_dwelling_unit | NECB_Default | NECB_Default | NECB_Default | sensitivity_best_packages | 0d5e1a84-3653-4f92-a6e8-15a9eeb3b7f8 | 9b1b5b17-2269-4d6e-8dec-20bcab193a55 | sensitivity_example | local_docker | TRUE | 0d5e1a84-3653-4f92-a6e8-15a9eeb3b7f8 | :adv_dx_units: Carrier WeatherExpert :airloop_economizer_type: NECB_Default :algorithm_type: sensitivity_best_packages :analysis_id: 9b1b5b17-2269-4d6e-8dec-20bcab193a55 :analysis_name: sensitivity_example :baseline_system_zones_map_option: one_sys_per_dwelling_unit :boiler_eff: NECB 88% Efficient Condensing Boiler :building_type: FullServiceRestaurant :chiller_type: NECB_Default :compute_environment: local_docker :datapoint_id: 0d5e1a84-3653-4f92-a6e8-15a9eeb3b7f8 :daylighting_type: NECB_Default :dcv_type: CO2_based_DCV :door_construction_cond: 1.6 :ecm_system_name: NECB_Default :electrical_loads_scale: NECB_Default :epw_file: CAN_QC_Montreal-Trudeau.Intl.AP.716270_CWEC2016.epw :erv_package: Rotary-All :ext_floor_cond: 0.162 :ext_roof_cond: 0.121 :ext_wall_cond: 0.183 :fdwr_set: NECB_Default :fixed_wind_solar_trans: 0.2 :fixed_window_cond: NECB_Default :furnace_eff: NECB_Default :glass_door_cond: 2.4 :glass_door_solar_trans: NECB_Default :ground_floor_cond: 0.758 :ground_roof_cond: 0.379 :ground_wall_cond: 0.568 :infiltration_scale: NECB_Default :job_id: 0d5e1a84-3653-4f92-a6e8-15a9eeb3b7f8 :lights_scale: '1.0' :lights_type: NECB_Default :npv_discount_rate: NECB_Default :npv_end_year: NECB_Default :npv_start_year: NECB_Default :nv_delta_temp_in_out: NECB_Default :nv_opening_fraction: NECB_Default :nv_temp_out_min: NECB_Default :nv_type: add_nv :oa_scale: NECB_Default :occupancy_loads_scale: NECB_Default :output_meters: [] :output_variables: - frequency: hourly key: '*' operation: '*' unit: '*' variable: Zone Air Temperature - frequency: hourly key: '*' operation: sum unit: GJ variable: Lights Total Heating Energy :overhead_door_cond: 1.6 :primary_heating_fuel: NaturalGas :pv_ground_azimuth_angle: NECB_Default :pv_ground_module_description: NECB_Default :pv_ground_tilt_angle: NECB_Default :pv_ground_total_area_pv_panels_m2: NECB_Default :pv_ground_type: NECB_Default :rotation_degrees: NECB_Default :run_annual_simulation: true :scale_x: NECB_Default :scale_y: NECB_Default :scale_z: NECB_Default :scenario: peak_shaving_rank :shw_eff: Natural Gas Direct Vent with Electric Ignition :shw_scale: NECB_Default :skylight_cond: 1.6 :skylight_solar_trans: 0.05 :srr_set: NECB_Default :template: NECB2020 | file:///C:\Users\plopez\btap_batch\output\sensitivity_example\sensitivity_best_packages\runs\0d5e1a84-3653-4f92-a6e8-15a9eeb3b7f8 | docker run --rm -v C:\Users\plopez\btap_batch\output\sensitivity_example\sensitivity_best_packages\runs:/btap_costing/utilities/btap_cli/output -v C:\Users\plopez\btap_batch\output\sensitivity_example\sensitivity_best_packages\runs\0d5e1a84-3653-4f92-a6e8-15a9eeb3b7f8:/btap_costing/utilities/btap_cli/input phylroy_lopez_btap_cli bundle exec ruby btap_cli.rb | SUCCEEDED | 97.5609 | 0.19768 | 0.0002594 | 0.00015687 | 4181423.5781 | 0.49322 | 0.00064722 | 0.00039141 | 10432915.875 | 128.9521 | 40.6382 | 511.15 | 845.2233 | 37.3 | FullServiceRestaurant |  |  | 0 | FullServiceRestaurant | 1 |  | 1 | NECB2020 | 0.35004 | 2414.6632 | 12.4156 | 246.2986 | 46.5888 | 84.3566 | 0 | 17.9358 | 0 | 629.4506 | 234.2708 | MONTREAL | QUEBEC | 0.14907 | 17.7953 | 0 | 17.9444 | 9.0821 | 4.8703 | 0 | 13.9523 | 0 | 0.017764 | 0 | 0 | 0.33464 | 0.083048 | 0.009508 | 0.17916 | 0.067182 | 0.15395 | 0.36023 | 0.0031889 | 0.69486 | 0.18106 | 26.8099 | 85.0882 | Natural Gas | 37.3 | 0.758 | [5 empty] | 0.121 | 0.183 | 1.73 |  | 0 | 0 | Montreal-Trudeau Intl AP | CAN | 323 | 4090 | 45.471 | -73.741 | 6 | 4400 | QC | CAN_QC_Montreal-Trudeau.Intl.AP.716270_CWEC2016.epw | 0.69487 | 865.9584 | 12.4156 | 0 | 7.6253 | 17.7112 | TRUE | FALSE | FALSE | TRUE | 12.385 | 16.0739 | -1 | 0 | 0 | 0 | 92.55 | 44.149 | 1.0279 | 0.023283 | 375.71 | 0.1 | 2023-08-22 14:07:13 -0400 | 8b8e2b3c9 | 0.4.0 | 0.69486 | 74.67 | 73.67 | 0 | 0 | 0.047943 | 6.2911e-05 | 3.8046e-05 | 1014108.6875 | 0.13747 | 0.00018039 | 0.00010909 | 2907751.5469 | 0.49322 | 0.00064722 | 0.00039141 | 10432915.875 | 178 | 0 | 0 | 0 |  | peak_shaving_rank | 9.2 | 0.1 | 0.5 | 0 | -2.4 | 5.3 | 0 | 0 | -1.7 | 0 | -13.9 | -12.7 | 37.3 | 45.5 | tier_2 | 57 | 157.6 | 31.67 | 24 | 2.0718 | 0.0027186 | 0.0016441 | 43822978 | 0 | 0 | 0 | 0 | 0.047943 | 6.2911e-05 | 3.8046e-05 | 1014108.6875 | 1.4407 | 0.0018905 | 0.0011433 | 30474389.5 | 0 | 0 | 0 | 0
0 | FullServiceRestaurant | NECB2020 | CAN_QC_Montreal-Trudeau.Intl.AP.716270_CWEC2016.epw | NaturalGas | CO2_based_DCV | LED | 1 | NECB_Default | HS14_CGSHP_FanCoils | Plate-All | Viessmann Vitocrossal 300 CT3-17 96.2% Efficient Condensing Gas Boiler | NECB 85% Efficient Condensing Gas Furnace | Natural Gas Power Vent with Electric Ignition | 0.183 | 0.142 | 0.121 | 0.568 | 0.379 | 0.379 | NECB_Default | 1.6 | 2.2 | NECB_Default | NECB_Default | NECB_Default | 0.6 | 0.05 | NECB_Default | NECB_Default | NECB_Default | NECB_Default | NECB_Default | NECB_Default | NECB_Default | NECB_Default | NECB_Default | NECB_Default | NECB_Default | Carrier WeatherExpert | NECB_Default | NECB_Default | NECB_Default | NECB_Default | NECB_Default | NECB_Default | NECB_Default | NECB_Default | NECB_Default | NECB_Default | NECB_Default | one_sys_per_dwelling_unit | NECB_Default | NECB_Default | NECB_Default | sensitivity_best_packages | 71cf46e0-6ecb-400c-9537-8bb6ecb93142 | 9b1b5b17-2269-4d6e-8dec-20bcab193a55 | sensitivity_example | local_docker | TRUE | 71cf46e0-6ecb-400c-9537-8bb6ecb93142 | :adv_dx_units: Carrier WeatherExpert :airloop_economizer_type: NECB_Default :algorithm_type: sensitivity_best_packages :analysis_id: 9b1b5b17-2269-4d6e-8dec-20bcab193a55 :analysis_name: sensitivity_example :baseline_system_zones_map_option: one_sys_per_dwelling_unit :boiler_eff: Viessmann Vitocrossal 300 CT3-17 96.2% Efficient Condensing Gas Boiler :building_type: FullServiceRestaurant :chiller_type: NECB_Default :compute_environment: local_docker :datapoint_id: 71cf46e0-6ecb-400c-9537-8bb6ecb93142 :daylighting_type: NECB_Default :dcv_type: CO2_based_DCV :door_construction_cond: NECB_Default :ecm_system_name: HS14_CGSHP_FanCoils :electrical_loads_scale: NECB_Default :epw_file: CAN_QC_Montreal-Trudeau.Intl.AP.716270_CWEC2016.epw :erv_package: Plate-All :ext_floor_cond: 0.142 :ext_roof_cond: 0.121 :ext_wall_cond: 0.183 :fdwr_set: NECB_Default :fixed_wind_solar_trans: 0.6 :fixed_window_cond: 1.6 :furnace_eff: NECB 85% Efficient Condensing Gas Furnace :glass_door_cond: 2.2 :glass_door_solar_trans: NECB_Default :ground_floor_cond: 0.379 :ground_roof_cond: 0.379 :ground_wall_cond: 0.568 :infiltration_scale: NECB_Default :job_id: 71cf46e0-6ecb-400c-9537-8bb6ecb93142 :lights_scale: '1.0' :lights_type: LED :npv_discount_rate: NECB_Default :npv_end_year: NECB_Default :npv_start_year: NECB_Default :nv_delta_temp_in_out: NECB_Default :nv_opening_fraction: NECB_Default :nv_temp_out_min: NECB_Default :nv_type: NECB_Default :oa_scale: NECB_Default :occupancy_loads_scale: NECB_Default :output_meters: [] :output_variables: - frequency: hourly key: '*' operation: '*' unit: '*' variable: Zone Air Temperature - frequency: hourly key: '*' operation: sum unit: GJ variable: Lights Total Heating Energy :overhead_door_cond: NECB_Default :primary_heating_fuel: NaturalGas :pv_ground_azimuth_angle: NECB_Default :pv_ground_module_description: NECB_Default :pv_ground_tilt_angle: NECB_Default :pv_ground_total_area_pv_panels_m2: NECB_Default :pv_ground_type: NECB_Default :rotation_degrees: NECB_Default :run_annual_simulation: true :scale_x: NECB_Default :scale_y: NECB_Default :scale_z: NECB_Default :scenario: ghg_savings_rank :shw_eff: Natural Gas Power Vent with Electric Ignition :shw_scale: NECB_Default :skylight_cond: NECB_Default :skylight_solar_trans: 0.05 :srr_set: NECB_Default :template: NECB2020 | file:///C:\Users\plopez\btap_batch\output\sensitivity_example\sensitivity_best_packages\runs\71cf46e0-6ecb-400c-9537-8bb6ecb93142 | docker run --rm -v C:\Users\plopez\btap_batch\output\sensitivity_example\sensitivity_best_packages\runs:/btap_costing/utilities/btap_cli/output -v C:\Users\plopez\btap_batch\output\sensitivity_example\sensitivity_best_packages\runs\71cf46e0-6ecb-400c-9537-8bb6ecb93142:/btap_costing/utilities/btap_cli/input phylroy_lopez_btap_cli bundle exec ruby btap_cli.rb | SUCCEEDED | 102.3521 | 0.14865 | 0.00019506 | 0.00011796 | 3144339.8438 | 0 | 0 | 0 | 0 | 207.6146 | 16.7976 | 511.15 | 845.2233 | 37.3 | FullServiceRestaurant |  |  | 0 | FullServiceRestaurant | 1 |  | 1 | NECB2020 | 0.35004 | 2414.6632 | 32.2337 | 249.8117 | 548.6791 | 168.7133 | 0 | 17.9358 | 0 | 1217.9752 | 232.8352 | MONTREAL | QUEBEC | 0.20524 | 8.7019 | 0 | 8.9072 | 12.5041 | 2.3816 | 0 | 14.8857 | 0 | 0.41549 | 0.35747 | 0.014086 | 0.46073 | 0.1015 | 0.025922 | 0.037015 | 0.067182 | 0.16792 | 0.17615 | 0.017255 | 0.63688 | 0.17615 | 42.3992 | 14.174 | Electricity | 37.3 | 0.379 | [5 empty] | 0.121 | 0.183 | 1.6 |  | 0 | 22.7459 | Montreal-Trudeau Intl AP | CAN | 323 | 4090 | 45.471 | -73.741 | 6 | 4400 | QC | CAN_QC_Montreal-Trudeau.Intl.AP.716270_CWEC2016.epw | 1.0084 | 1458.3207 | 32.2337 | 22.7459 | 7.6253 | 17.7112 | FALSE | FALSE | TRUE | FALSE | 12.385 | 16.0739 | -1 | 0 | 0 | 0 | 90.04 | 44.149 | 1.0279 | 0.023283 | 375.71 | 0.1 | 2023-08-22 14:07:19 -0400 | 8b8e2b3c9 | 0.4.0 | 0.63688 | 5.17 | 0 | 0 | 0 | 0.047943 | 6.2911e-05 | 3.8046e-05 | 1014108.6875 | 0.10337 | 0.00013565 | 8.2032e-05 | 2186569.9375 | 0 | 0 | 0 | 0 | 114 | 0 | 0 | 0 |  | ghg_savings_rank | 8.3 | 0 | 0.7 | 0 | -6 | -496.7 | -84.4 | 0 | -1.7 | 0 | -12.5 | -601.2 | 0.8 | 50.1 | tier_3 | 78.6 | -434.8 | 31.67 | 24 | 2.0718 | 0.0027186 | 0.0016441 | 43822978 | 0 | 0 | 0 | 0 | 0.047943 | 6.2911e-05 | 3.8046e-05 | 1014108.6875 | 1.4407 | 0.0018905 | 0.0011433 | 30474389.5 | 0 | 0 | 0 | 0
0 | FullServiceRestaurant | NECB2020 | CAN_QC_Montreal-Trudeau.Intl.AP.716270_CWEC2016.epw | NaturalGas | CO2_based_DCV | NECB_Default | 1 | NECB_Default | HS14_CGSHP_FanCoils | Plate-All | Viessmann Vitocrossal 300 CT3-17 96.2% Efficient Condensing Gas Boiler | NECB 85% Efficient Condensing Gas Furnace | Natural Gas Power Vent with Electric Ignition | 0.183 | 0.142 | 0.121 | 0.568 | 0.379 | 0.379 | 2.4 | 1.6 | 2.2 | 1.6 | 1.6 | NECB_Default | 0.6 | 0.05 | NECB_Default | NECB_Default | NECB_Default | NECB_Default | NECB_Default | NECB_Default | NECB_Default | NECB_Default | NECB_Default | NECB_Default | NECB_Default | Carrier WeatherExpert | add_nv | NECB_Default | NECB_Default | NECB_Default | NECB_Default | NECB_Default | NECB_Default | NECB_Default | NECB_Default | NECB_Default | NECB_Default | one_sys_per_dwelling_unit | NECB_Default | NECB_Default | NECB_Default | sensitivity_best_packages | f068b7dc-316f-4812-b6cb-e96084d43e3f | 9b1b5b17-2269-4d6e-8dec-20bcab193a55 | sensitivity_example | local_docker | TRUE | f068b7dc-316f-4812-b6cb-e96084d43e3f | :adv_dx_units: Carrier WeatherExpert :airloop_economizer_type: NECB_Default :algorithm_type: sensitivity_best_packages :analysis_id: 9b1b5b17-2269-4d6e-8dec-20bcab193a55 :analysis_name: sensitivity_example :baseline_system_zones_map_option: one_sys_per_dwelling_unit :boiler_eff: Viessmann Vitocrossal 300 CT3-17 96.2% Efficient Condensing Gas Boiler :building_type: FullServiceRestaurant :chiller_type: NECB_Default :compute_environment: local_docker :datapoint_id: f068b7dc-316f-4812-b6cb-e96084d43e3f :daylighting_type: NECB_Default :dcv_type: CO2_based_DCV :door_construction_cond: 2.4 :ecm_system_name: HS14_CGSHP_FanCoils :electrical_loads_scale: NECB_Default :epw_file: CAN_QC_Montreal-Trudeau.Intl.AP.716270_CWEC2016.epw :erv_package: Plate-All :ext_floor_cond: 0.142 :ext_roof_cond: 0.121 :ext_wall_cond: 0.183 :fdwr_set: NECB_Default :fixed_wind_solar_trans: 0.6 :fixed_window_cond: 1.6 :furnace_eff: NECB 85% Efficient Condensing Gas Furnace :glass_door_cond: 2.2 :glass_door_solar_trans: NECB_Default :ground_floor_cond: 0.379 :ground_roof_cond: 0.379 :ground_wall_cond: 0.568 :infiltration_scale: NECB_Default :job_id: f068b7dc-316f-4812-b6cb-e96084d43e3f :lights_scale: '1.0' :lights_type: NECB_Default :npv_discount_rate: NECB_Default :npv_end_year: NECB_Default :npv_start_year: NECB_Default :nv_delta_temp_in_out: NECB_Default :nv_opening_fraction: NECB_Default :nv_temp_out_min: NECB_Default :nv_type: add_nv :oa_scale: NECB_Default :occupancy_loads_scale: NECB_Default :output_meters: [] :output_variables: - frequency: hourly key: '*' operation: '*' unit: '*' variable: Zone Air Temperature - frequency: hourly key: '*' operation: sum unit: GJ variable: Lights Total Heating Energy :overhead_door_cond: 1.6 :primary_heating_fuel: NaturalGas :pv_ground_azimuth_angle: NECB_Default :pv_ground_module_description: NECB_Default :pv_ground_tilt_angle: NECB_Default :pv_ground_total_area_pv_panels_m2: NECB_Default :pv_ground_type: NECB_Default :rotation_degrees: NECB_Default :run_annual_simulation: true :scale_x: NECB_Default :scale_y: NECB_Default :scale_z: NECB_Default :scenario: energy_savings_rank :shw_eff: Natural Gas Power Vent with Electric Ignition :shw_scale: NECB_Default :skylight_cond: 1.6 :skylight_solar_trans: 0.05 :srr_set: NECB_Default :template: NECB2020 | file:///C:\Users\plopez\btap_batch\output\sensitivity_example\sensitivity_best_packages\runs\f068b7dc-316f-4812-b6cb-e96084d43e3f | docker run --rm -v C:\Users\plopez\btap_batch\output\sensitivity_example\sensitivity_best_packages\runs:/btap_costing/utilities/btap_cli/output -v C:\Users\plopez\btap_batch\output\sensitivity_example\sensitivity_best_packages\runs\f068b7dc-316f-4812-b6cb-e96084d43e3f:/btap_costing/utilities/btap_cli/input phylroy_lopez_btap_cli bundle exec ruby btap_cli.rb | SUCCEEDED | 106.697 | 0.089449 | 0.00011738 | 7.0983e-05 | 1892060.9531 | 0.50347 | 0.00066066 | 0.00039954 | 10649597.125 | 159.6346 | 22.732 | 511.15 | 845.2233 | 37.3 | FullServiceRestaurant |  |  | 0 | FullServiceRestaurant | 1 |  | 1 | NECB2020 | 0.35004 | 2414.6632 | 24.8716 | 249.8117 | 548.3714 | 84.3566 | 0 | 17.9358 | 0 | 1145.8622 | 245.3867 | MONTREAL | QUEBEC | 0.17803 | 8.6923 | 0 | 8.8703 | 10.8464 | 2.3789 | 0 | 13.2254 | 0 | 0.2546 | 0.21796 | 0.01749 | 0.39963 | 0.07892 | 0.015221 | 0.047951 | 0.067182 | 0.15395 | 0.17596 | 0.017255 | 0.57558 | 0.17596 | 36.8965 | 14.174 | Electricity | 37.3 | 0.379 | [5 empty] | 0.121 | 0.183 | 1.6 |  | 0 | 20.8194 | Montreal-Trudeau Intl AP | CAN | 323 | 4090 | 45.471 | -73.741 | 6 | 4400 | QC | CAN_QC_Montreal-Trudeau.Intl.AP.716270_CWEC2016.epw | 0.81104 | 1360.5119 | 24.8716 | 20.8194 | 7.6253 | 17.711 | FALSE | FALSE | TRUE | FALSE | 12.385 | 16.0738 | -1 | 0 | 0 | 0 | 89.94 | 44.149 | 1.0279 | 0.023283 | 375.71 | 0.1 | 2023-08-22 14:07:22 -0400 | 8b8e2b3c9 | 0.4.0 | 0.57558 | 0.5 | 0 | 0 | 0 | 0.047943 | 6.2911e-05 | 3.8046e-05 | 1014108.6875 | 0.062203 | 8.1623e-05 | 4.9362e-05 | 1315739.5078 | 0.50347 | 0.00066066 | 0.00039954 | 10649597.125 | 170 | 0 | 0 | 0 |  | energy_savings_rank | 10 | 0 | 0.7 | 0 | -6 | -496.4 | 0 | 0 | -1.7 | 0 | -25.1 | -529.1 | 13.7 | 54.9 | tier_3 | 78.7 | -337 | 31.67 | 24 | 2.0718 | 0.0027186 | 0.0016441 | 43822978 | 0 | 0 | 0 | 0 | 0.047943 | 6.2911e-05 | 3.8046e-05 | 1014108.6875 | 1.4407 | 0.0018905 | 0.0011433 | 30474389.5 | 0 | 0 | 0 | 0